## Unfunded Projects
Unfunded Projects from the 2025 CIP
The following projects were requested as a part of the 2025 CIP process but not funded. These projects have been vetted with the State Public Works Division (SPWD) Staff, the State Public Works Board (SPWB) and Agency Management. Review this list of projects before submitting a project application. If a prior request should be deleted email mcbrown@admin.nv.gov with the appropriate index number and it will be removed.
How to Use this list: This list uses a "Slicer" function to filter the project list. Simply click the desired button to filter the by Department, Division, Agency or City. Click the reset button in the upper right corner of each box to "reset" the filter.
Index Number | Project Manager | 2025 CIP Department Rank | Department | Division | Agency | City | Project Name | Cost | Description
19270A | PJD | 2 | NAA | NAA | NAA | Carson City | Seismic Stabilization and Rehabilitation of Old Gym (Stewart Facility) | 16761911 | This project is a continuation of project 23-P09 and will provide structural seismic upgrades and interior rehabilitation to the Old Gym (Building #20) at the Stewart Facility.
21003 | WJL | 0 | ADMIN | SPWD | B&G | Las Vegas | Solar Photovoltaic Array (Grant Sawyer Site) | 8353029 | This project will replace and expand the Solar Photovoltaic Array system at the Grant Sawyer Office Building.
21006 | MNB | 27 | ADMIN | ADMIN | Admin | Carson City | Office Site Upgrades (Marlette Lake Water System) | 998955 | This project will design and construct electrical, safety, security and paving upgrades at the Marlette Lake Water System Office.
21053 | JKF | 105 | NDOC | CAMPS | JCC | Jean | Replace Emergency Generator (Jean Conservation Camp) | 617506 | Replace emergency generator for Administration Building and Culinary at Jean Conservation Camp.
21065 | MML | 48 | NDOC | CORRECTIONAL | ESP | Ely | Upgrade Loading Docks (Ely State Prison) | 1714125 | Replace overhead doors, dock levelers and related equipment.
21069 | GCE | 0 | NDOC | CORRECTIONAL | SDCC | Indian Springs | Replace Domestic Water Heaters and Water Source Heat Pumps (Southern Desert Correctional Center) | 3874592 | Replace the existing domestic hot water heaters and water source heat pumps in seven housing units at the Southern Desert Correctional Center.
21071 | TJD | 28 | NDOC | CORRECTIONAL | NNCC | Carson City | Renovate Recreation Yards (Northern Nevada Correctional Center) | 2541847 | Upgrade exercise yards for Housing Unit 8 at Northern Nevada Correctional Center.
21072 | JKF | 0 | NDOC | CORRECTIONAL | ESP | Ely | Upgrade Exterior Lighting (Ely State Prison) | 1647060 | Upgrade exterior area, flood, and pole lighting to LED at Ely State Prison.
21076 | TJD | 69 | NDOC | CORRECTIONAL | NNCC | Carson City | Replace Razor Wire (Northern Nevada Correctional Center) | 1628294 | Remove and replace the razor wire throughout the correctional center.
21077 | BJB | 60 | NDOC | CORRECTIONAL | LCC | Lovelock | HVAC Systems Replacement (Lovelock Correctional Center) | 9010310 | Replace HVAC systems that serve gun posts, unit control bubbles, and caseworker offices at the Lovelock Correctional Center in Lovelock.
21079 | MML | 0 | NDOC | CORRECTIONAL | ESP | Ely | Upgrade Showers (Ely State Prison) | 7095107 | Replace failing shower enclosures, shower gates, related plumbing, finishes and reconnect light fixtures and door locks.
21080 | MML | 99 | NDOC | CORRECTIONAL | FMWCC | Las Vegas | Fire Rated Warehouse Doors and Window (Florence McClure Women's Correctional Center) | 75394 | Install Fire Rated Doors and Window.
21083 | MML | 0 | NDOC | CORRECTIONAL | SDCC | Indian Springs | Shower Refurbishment (Southern Desert Correctional Center) | 7416071 | Demolish existing and re-install showers in housing units 1-7.
21088 | MNB | 35 | NDOC | CORRECTIONAL | NNCC | Carson City | Culinary Building Kitchen Renovation (Northern Nevada Correctional Center) | 5398177 | This Project will design and construct replacement make-up air Units, kitchen exhaust fans, and dining hall ductwork at Northern Nevada Correctional Center Culinary Building in Carson City.
21088A | MNB | 111 | NDOC | CORRECTIONAL | NNCC | Carson City | Culinary Building Kitchen Renovation (Northern Nevada Correctional Center) | 4428728 | NULL
21089 | MML | 0 | NDOC | CORRECTIONAL | SDCC | Indian Springs | Replace Exterior Windows (Southern Desert Correctional Center) | 2261478 | Replace windows in Control, Administration and Culinary Arts Building.
21097 | JWR | 0 | NDOC | CORRECTIONAL | NNCC | Carson City | Insulate Exterior Walls and Seal Windows in Housing Unit 7 (Northern Nevada Correctional Center) | 3125025 | This project will provide for exterior insulation and finish system installation and caulking of the windows to provide a more energy efficient building.
21104 | GCE | 0 | NDOC | CORRECTIONAL | SDCC | Indian Springs | Re-Commissioning of Mechanical Systems (Southern Desert Correctional Center) | 1341081 | This project will re-commissioning all of the existing mechanical equipment serving the Southern Desert Correctional Center.
21106 | GCE | 13 | NDOC | CORRECTIONAL | SDCC | Indian Springs | Housing Units 5 through 8 Plumbing Fixture Water Control Renovations (SDCC) | 5993531 | Provide water controls and replace flush valves for housing units 5 through 8 for Southern Desert Correctional Center.
21150 | DDC | 136 | DHS | CFS | SNCAS | Las Vegas | Fire Sprinkler System Installation, Buildings 8, 15, & 16 (Southern Nevada Child & Adolescent Services) | 1117924 | This project will install fire sprinkler systems in Buildings 8, 15, 16 at Southern Nevada Child & Adolescent Services..
21151 | JMS | 70 | DHS | CFS | SNCAS | Las Vegas | Interior Remodel and Window Replacement, Buildings 11 & 12 (SNCAS) | 5149208 | Remodel bathrooms and kitchens and replace windows with dual pane, impact resistant units at Buildings 11 and 12.
21152 | JMS | 71 | DHS | CFS | SNCAS | Las Vegas | Window Replacement and Interior Rehabilitation, Building 13 & 14 (SNCAS) | 848677 | Replace windows with dual pane, impact resistant units at Buildings 13 and 14 and rehabilitate Bathrooms at Building 13.
21160 | HEH | 0 | DHS | CFS | CYC | Caliente | Cottages and Administrative Building Window Replacements (Caliente Youth Center) | 2004636 | Replace existing windows with high efficiency windows at Cottages and the Administrative Building at Caliente Youth Center.
21161 | HEH | 27 | DHS | CFS | CYC | Caliente | Replace Flooring in Multiple Buildings (Caliente Youth Center) | 6586024 | Replace the existing finish flooring and wall base in multiple buildings at the CYC in Caliente.
21169 | KEN | 32 | CNR | PARKS | Parks | Panaca | Waterline and Infrastructure Replacement (Beaver Dam State Park) | 3486386 | Install new waterlines, site water hydrants and replace well pump and motor at the Beaver Dam State Park.
21170 | KEN | 18 | CNR | PARKS | Parks | Panaca | Residence Replacement (Cathedral Gorge State Park) | 2349214 | Replace existing single wide mobile home with a residential building at Cathedral Gorge State Park.
21172 | TJD | 12 | CNR | PARKS | Parks | Panaca | Construct Flood Control Improvements (Cathedral Gorge State Park) | 1691712 | Construct grading improvements and place riprap on the berm protecting the campgrounds at Cathedral Gorge State Park.
21174 | KEN | 0 | CNR | PARKS | Parks | Panaca | Restroom Replacement (Cathedral Gorge State Park) | 2240973 | Remove and replace existing restroom with a prefabricated restroom and shower building.
21178 | SAC | 41 | CNR | PARKS | Parks | Panaca | Restroom Replacement (Spring Valley State Park) | 1316117 | Replace and install pre-fabricated restroom / shower modular buildings.
21183 | DDC | 14 | T&CULTAFFR | MUSHIST | MusHist | Carson City | Fire Sprinkler System Upgrades (Indian Hills Curatorial Center) | 818035 | This project will connect the facility to a public water source for domestic water and fire sprinkler systems and decommission the existing fire pump and tank system.
21190 | IHK | 9 | CNR | PARKS | Parks | Elko | Restroom Replacement and Shower Facility (Wild Horse State Recreation Area) | 2207849 | Remove and replace existing restroom with a prefabricated restroom and shower building.
21192 | IHK | 11 | CNR | PARKS | Parks | Elko | Day-use Restroom Replacement (Wildhorse State Recreation Area) | 1915547 | Remove and replace existing day-use and boat ramp restroom with a prefabricated restroom building at Wildhorse State Recreation Area in Elko.
21201 | IHK | 29 | CNR | PARKS | Parks | Fallon | Day Use Area Restroom and Shower Replacement (Lahontan State Recreation Area) | 1809622 | Remove and replace existing Day Use restroom building and install new shower building at Lahontan State Recreation Area, Day Use Area.
21203 | JDC | 20 | T&CULTAFFR | MUSHIST | LostCity | Overton | Reconstruct Parking and Site Drainage (Lost City Museum) | 1632706 | Reconstruct parking areas at the Lost City Museum to reestablish site drainage due to recent infill of the onsite irrigation ditch. Include this pricing in Kirsten's Advance Planning project.
21215 | IHK | 31 | CNR | PARKS | Parks | Carson City | North Ramp Restroom Replacement (Washoe Lake State Park) | 2388513 | Remove and replace existing the day use and equestrian area restrooms at North Ramp in Washoe Lake State Park.
21222 | AFS | 0 | CNR | PARKS | Parks | Lovelock | Erosion Protection (Rye Patch Protection State Recreation Area) | 1736476 | Regrade eroded shoreline and place riprap to prevent further erosion at the Rye Patch State Recreation Area.
21229 | MJM | 55 | CNR | PARKS | Parks | Carson City | Pavement Maintenance (Little Washoe Lake) | 154049 | Crack seal, slurry and restripe the road and parking lot at Little Washoe Lake.
21231 | MJM | 56 | CNR | PARKS | Parks | Caliente | Pavement Maintenance (Kershaw Ryan State Park) | 459467 | Crack seal, slurry and stripe the pavement at Kershaw Ryan State Park.
21238 | BBM | 0 | NSHE | CSN | CSN | Las Vegas | Facility Upgrade (College of Southern Nevada-Sahara West Campus) | 6375427 | Design and construct a remodeling of 21,091 square-foot of existing buildings.
21825 | SAC | 58 | DHS | CFS | NYTC | Elko | Building Exterior Energy Retrofit (Nevada Youth Training Center) | 7108928 | This project will design and construct upgrades to exterior walls and windows of various buildings and provide weatherproof hose bibbs at the Nevada Youth Training Center.
23001 | WJL | 0 | ADMIN | SPWD | B&G | Las Vegas | Grant Sawyer Office Building Remodel | 126811325 | This project is the continuation of 21-P01 and will remodel the 231,944 square-foot Grant Sawyer Office Building.
23003 | ALB | 6 | ADMIN | SPWD | SPWD | Carson City | Advance Planning: State Public Works Division Building (Capitol Complex) | 5351508 | Advance planning for a 50,000 square-foot office building and 10,000 square-foot shop at the old Child and Family Services site.
23009 | JSP | 0 | ADMIN | SPWD | B&G | Carson City | Early Childhood Center Remodel (State Mail Services Building) | 6922955 | Remodel the State Mail Room Building to an early childhood center.
23016 | MNB | 21 | ADMIN | SPWD | B&G | Carson City | West Wing Structural Rehabilitation (Department of Motor Vehicles, Carson City) | 1260498 | Design and construction for a structural evaluation, scanning and construction of steel canopies at the West Wing of the Carson City DMV.
23024 | MJM | 2 | DMV | DMV | DMV | Las Vegas | Motorcycle Test Pad Upgrade (Sahara DMV) | 449933 | Replace motorcycle test asphalt pad with a concrete pad to mitigate potential future safety concerns.
23027 | MJM | 3 | DMV | DMV | DMV | Reno | Motorcycle Test Pad Upgrade (South Reno DMV) | 453049 | Replace motorcycle test asphalt pad with a concrete pad to mitigate potential future safety concerns.
23035 | JGA | 4 | DMV | DMV | DMV | Carson City | License Plate Factory Emergency Generator (Northern Nevada Correctional Center) | 756834 | Install emergency generator and automatic transfer switch at the Department of Motor Vehicles License Plate Factory.
23039 | HAP | 0 | CNR | FORESTRY | Forestry | Ely | NDF Roof Replacement (Ely Conservation Camp) | 214406 | Replace roof on mobile home office in Ely.
23040 | KEN | 0 | CNR | PARKS | Parks | Panaca | Restroom Construction (Miller Point Overlook) | 1556408 | Design and install restroom facilities at the Miller Point Overlook in Cathedral Gorge.
23042 | ALB | 19 | CNR | PARKS | Parks | Lovelock | Ranger Station, Visitor Center and Support Facilities (Rye Patch State Recreation Area) | 7358853 | Construct a ranger station, visitor center and office building.
23047 | HAP | 59 | CNR | PARKS | Parks | Overton | Roofing Replacement, Atlatl Restroom (Valley of Fire State Park) | 56742 | This project will design and repair the Atlatl restroom roof at Campground A.
23048 | MJM | 37 | CNR | PARKS | Parks | Overton | Construct Pavement, Multiple Locations (Valley of Fire State Park) | 2417598 | Construct paved parking lots at Valley of Fire, Beehives, Fire Wave, Mouse's Tank, P1, and P2 locations.
23049 | JGA | 39 | CNR | CNR | CNR | Virginia City | Lighting Upgrade (Comstock Historic Building, Virginia City) | 187027 | Replace existing exterior lighting and interior lighting controls with energy efficient LED lighting at Comstock Historic Building in Virginia City.
23050A | ALB | 1 | PUBSAFE | PUBSAFE | PubSafe | Carson City | Headquarters Building (Department of Public Safety) | 325957434 | This project is a continuation of 23-P01 and will provide for the construction of a 211,940 square-foot campus at the old Carson Armory Site
23053 | IHK | 40 | MILITARY | NARMYNG | NArmyNG | Carlin | Overhead Door Replacements (Carlin Readiness Center) | 756052 | Replace eight overhead door assemblies at the Carlin Readiness Center.
23057 | BJB | 33 | MILITARY | NARMYNG | NArmyNG | Stead | Overhead Door Replacement (Harry Reid Training Center) | 481813 | Replace 5 existing overhead doors at the Harry Reid Readiness Training Center.
23059 | JGA | 7 | MILITARY | NARMYNG | NArmyNG | Carson City | Replace Interior Lighting and Controls (United States Property & Fiscal Office) | 1027810 | This project will replace interior lighting with LED lighting, and lighting controls at the United States Property & Fiscal Office (USPFO).
23060 | BJB | 0 | MILITARY | NARMYNG | NArmyNG | Carson City | Air Handling Unit Replacement (United States Property and Fiscal Office) | 925581 | Replace rooftop units, air handling units, and associated temperature controls at USPFO in Carson City.
23062 | JRB | 35 | MILITARY | NARMYNG | NArmyNG | Henderson | Maintenance Work Bay (Henderson Armory) | 2430119 | This project will design and construct a covered maintenance work bay and support spaces at the Henderson Armory.
23068 | TJD | 25 | MILITARY | NARMYNG | NArmyNG | Henderson | Site Improvements (Henderson Armory) | 988257 | Design and construct parking area, access gate and site drainage at the Henderson Armory.
23069 | JRB | 8 | MILITARY | NARMYNG | NArmyNG | Henderson | Remodel Restroom Facilities (Henderson Armory) | 3514392 | This project will design and construct the remodel of the restrooms, locker rooms, and shower rooms at the Henderson Armory.
23070 | GCE | 4 | MILITARY | NARMYNG | NArmyNG | Las Vegas | Central Plant Replacement (Las Vegas Readiness Center) | 1838137 | Replace central plant heating and cooling equipment and associated components at the Las Vegas Readiness Center
23072 | MML | 39 | MILITARY | NARMYNG | NArmyNG | Las Vegas | High Security Office Area (Speedway Readiness Center) | 1074619 | Remodel second floor space to provide enclosed high security office space.
23073 | GCE | 28 | MILITARY | NARMYNG | NArmyNG | Las Vegas | Geothermal Wellfield (Speedway Readiness Center) | 1273958 | Replace the cooling tower and boiler with a geothermal wellfield for Speedway Readiness Center in North Las Vegas.
23074 | CML | 42 | MILITARY | NARMYNG | NArmyNG | Las Vegas | Install Parking Lot Solar Panels (Speedway Readiness Center) | 5054859 | This project will install solar panels and steel structures in the parking lot of the Speedway Readiness Center in North Las Vegas.
23080 | JKF | 15 | MILITARY | NARMYNG | NArmyNG | Las Vegas | Replace Electrical Panels (Floyd Edsall Training Center) | 1493687 | Replace electrical panels and transformers in the training center and shop maintenance facilities at Floyd Edsall Training Center in Las Vegas.
23082 | JKF | 14 | MILITARY | NARMYNG | NArmyNG | Las Vegas | Install Fiber Optic Interconnect (Floyd Edsall Training Center) | 2688677 | This project will install a fiber optic cable to connect the Speedway Readiness Center to the Floyd Edsall Training Center in North Las Vegas.
23084 | MML | 32 | MILITARY | NARMYNG | NArmyNG | Las Vegas | Simulator Canopy (Floyd Edsall Training Center) | 3212404 | Design and construct a canopy over the simulator area at the Floyd Edsall Training Center.
23086 | JDC | 27 | MILITARY | NARMYNG | NArmyNG | Stead | Concrete Replacement (Harry Reid Training Center) | 1005739 | Replace concrete walkways, stairs, and loading dock at the Washoe County Readiness Center.
23088 | MNB | 1 | MILITARY | NARMYNG | NArmyNG | Stead | CH-47 Storage Hangar and Sitework (Harry Reid Training Center) | 21743379 | This project is the continuation of 25-A001 and will construct a 27,750 square-foot CH-47 aircraft storage hangar, including sitework, for the Army Aviation Facility (AASF) at the Harry Reid Training Center.
23094 | MNB | 26 | MILITARY | NARMYNG | NArmyNG | Stead | Advance Planning: Swan Lake Army Combat Fitness Test Track and Athletic Field | 1660978 | Design Through construction documents for an Army Combat Fitness Test (ACFT) Site for training soldiers.
23097 | JKF | 0 | NDOC | TRANSITIONAL | CGTH | Las Vegas | Replace Door Access System (Casa Grande Transitional Housing) | 1205582 | Replace door access system at Casa Grande Transitional Housing.
23100 | JKF | 50 | NDOC | CORRECTIONAL | FMWCC | Las Vegas | Replace Door Controls and Intercoms in Buildings 7, 8, 10 and 11 (FMWCC) | 5066208 | Replace the intercoms and door controls, and refurbish the cell doors in Buildings 7, 8, 10, and 11 at Florence McClure Women's Correctional Center in North Las Vegas.
23107 | JGA | 34 | NDOC | CORRECTIONAL | LCC | Lovelock | Cell Door Renovation Housing Units 1 and 2 (Lovelock Correctional Center) | 20132943 | Renovate all cell doors, locks, door mechanisms, control panels, intercoms, and distress buttons in Housing Units 1 and 2 at the Lovelock Correctional Center.
23109 | JDC | 39 | NDOC | CORRECTIONAL | WSCC | Carson City | Recreational Yard Enclosures Upgrades (Warm Springs Correctional Center) | 5920126 | Install additional individual recreational yard enclosures and install concrete in existing enclosures.
23115 | GCE | 0 | NDOC | TRANSITIONAL | CGTH | Las Vegas | Replace Water Heaters (Casa Grande Transitional Housing) | 1273863 | Replace 10 water heaters at Casa Grande Transitional Housing.
23120 | MML | 95 | NDOC | CORRECTIONAL | HDSP | Indian Springs | Housing Unit 9, 10, 11 and 12 Enclosed Cages Installation (High Desert State Prison) | 9612191 | Install 168 enclosed cages at shower entrances in units 9, 10, 11 and 12.
23121 | GCE | 55 | NDOC | CORRECTIONAL | HDSP | Indian Springs | Culinary Steam and Refrigeration Replacement (High Desert State Prison) | 5343212 | Replace steam generating and refrigeration equipment and piping.
23123 | GCE | 53 | NDOC | CORRECTIONAL | HDSP | Indian Springs | Freezer Warehouse Addition (High Desert State Prison) | 4621506 | This project will add a freezer to the warehouse building.
23125 | BJB | 70 | NDOC | CORRECTIONAL | NNCC | Carson City | Replace Mailroom (Northern Nevada Correctional Center) | 594546 | Replace Mailroom building, install split system heat pump, and electrical upgrades at Northern Nevada Correctional Center in Carson City.
23127 | JGA | 58 | NDOC | CORRECTIONAL | LCC | Lovelock | Exterior Man Gate Replacement (Lovelock Correctional Center) | 3665600 | Replace security fence motorized man gates throughout the facility at the Lovelock Correctional Center.
23128 | DDC | 200 | NDOC | TRANSITIONAL | CGTH | Las Vegas | Fire Alarm System Replacement (Casa Grande Transitional Housing) | 1069178 | This project will replace the fire alarm system at the Casa Grande Transitional Housing facility located in Las Vegas.
23133 | MJM | 200 | NDOC | CORRECTIONAL | HDSP | Indian Springs | Pavement Maintenance (High Desert State Prison) | 2006355 | Perform pavement maintenance at the High Desert State Prison.
23134 | MJM | 96 | NDOC | CORRECTIONAL | HDSP | Indian Springs | Construct Parking Expansion (High Desert State Prison) | 1134534 | Construct an expansion to the existing parking at the High Desert State Prison.
23136 | AJL | 115 | NDOC | CAMPS | WCC | Wells | Roofing Replacement, All Buildings (Wells Conservation Camp). | 598074 | This project will design and construct roofs on all buildings at Wells Conservation Camp.
23139 | TJD | 6 | WILDLIFE | WILDLIFE | Wildlife | Panaca | Advanced Planning: Eagle Valley Dam Rehabilitation (Spring Valley State Park) | 4478160 | Design through construction documents to construct dam embankment, spillway and low level outlet at the Eagle Valley Dam.
23140 | TJD | 7 | WILDLIFE | WILDLIFE | Wildlife | Austin | Advanced Planning: Kingston Canyon Dam Rehabilitation (Kingston Canyon Campground) | 2388375 | Design through construction documents to rehabilitate the dam embankment, spillway and low level outlet at the Kingston Canyon Dam.
23141 | JDC | 11 | WILDLIFE | WILDLIFE | Wildlife | Ely | Advance Planning: Illipah Creek Dam Rehabilitation | 1661480 | Design structural and functional upgrades at the Illipah Creek Dam.
23143 | IHK | 0 | WILDLIFE | WILDLIFE | Wildlife | Elko | Demolish Residences (Bruneau River Wildlife Management Area) | 537063 | Demolish two residences and small outbuildings in the Bruneau River Valley.
23144 | TJD | 1 | WILDLIFE | WILDLIFE | Wildlife | Yerington | Lux Lane Bridge Replacement & Entry Improvements (Mason Valley Wildlife Management Area) | 3503365 | Replace the Lux Lane bridge and abutments, and reconstruct the main entry roadway in the Mason Valley Wildlife Management Area.
23145 | TJD | 2 | WILDLIFE | WILDLIFE | Wildlife | Yerington | Lux Lane Entry Improvements (Mason Valley Wildlife Management Area) | 884624 | Design and construct main entry roadway, culvert and welcome arch at MVWMA.
23152 | PJD | 6 | NDVS | VETHOME | NNSVH | Sparks | Site Security Upgrades and Carport (Northern Nevada State Veterans Home) | 925666 | Design and construct a new carport and security features such as protective fencing, gates and front entry bollards.
23158 | KEN | 16 | NSHE | CSN | CSN | North Las Vegas | North Las Vegas Library Seismic Retrofit (College of Southern Nevada) | 9977299 | Design and construct a seismic retrofit to structurally strengthen columns within the North Las Vegas Campus library building.
23159 | KEN | 0 | NSHE | CSN | CSN | Las Vegas | Advance Planning: Northwest Campus Building and Infrastructure (College of Southern Nevada) | 6316146 | Design through construction documents for the first building and the site infrastructure for a new CSN campus in the northwest area of Las Vegas.
23163 | SAC | 23 | NSHE | NSU | NSU | Henderson | Advance Planning: Wellness Center (Nevada State University) | 14280533 | Design through construction documents for a new health services building on the Nevada State University campus.
23165 | ALB | 9 | NSHE | TMCC | TMCC | Reno | East View Building (TMCC) | 61752837 | Complete design through construction of the 43,660 square-foot East View building which includes a kitchen, technology labs, classrooms, and collaborative student spaces.
23171 | MNB | 6 | T&CULTAFFR | MUSHIST | HistSoc | Reno | High Density Collections Storage (Nevada Historical Society) | 2292316 | Replace overflowing static collections storage with high-density storage units.
23174 | DDC | 15 | T&CULTAFFR | MUSHIST | MusHist | Las Vegas | Fire Suppression System Installation (Nevada State Museum - Las Vegas) | 2626176 | This project will install a clean-agent fire suppression system within two new archive storage areas at the Nevada State Museum located in Las Vegas.
23175 | JKF | 1 | T&CULTAFFR | MUSHIST | MusHist | Las Vegas | Replace Audio Visual System (Nevada State Museum Las Vegas) | 598206 | Replace Audio-Visual System in museum public spaces at the Nevada State Museum in Las Vegas.
23184 | KEN | 29 | T&CULTAFFR | MUSHIST | RR_Mus | Boulder City | Railroad Track Replacement (Nevada State Railroad Museum, Boulder City) | 12641902 | Replace the railroad tracks at the Boulder City Railroad Museum.
23185 | KEN | 11 | T&CULTAFFR | T&CULTAFFR | T&CultAffr | Boulder City | Adventure Center (Boulder City) | 6468297 | Design and construct a visitor center.
23186 | KEN | 8 | T&CULTAFFR | T&CULTAFFR | T&CultAffr | Carson City | Adventure Center (Carson City) | 6232900 | Design and construct a visitors center in Carson City.
23187 | KEN | 9 | T&CULTAFFR | MUSHIST | LostCity | Overton | Energy-efficient Window Replacement (Lost City Museum) | 731848 | Installation of energy-efficient window replacement and finishes at Lost City Museum.
23188 | KEN | 9 | T&CULTAFFR | MUSHIST | LostCity | Overton | Replace Exhibit and Office Flooring (Lost City Museum) | 652736 | Replace vinyl composite tile, carpet, and painted concrete flooring with commercial grade flooring in the exhibit and office spaces at Lost City Museum.
23189 | KEN | 9 | T&CULTAFFR | MUSHIST | LostCity | Overton | Rehabilitate Walls and Ceilings in Exhibit and Office (Lost City Museum) | 364726 | Re-paint ceilings and walls in exhibits areas and office spaces at Lost City Museum.
23190 | IHK | 25 | T&CULTAFFR | MUSHIST | RR_Mus | Carson City | Industrial Compressed Air System Replacement (Nevada State Railroad Museum, Carson City) | 943576 | Replace the air compressors and piping layout at the Nevada State Railroad Museum in Carson City.
23191 | TJD | 13 | T&CULTAFFR | T&CULTAFFR | T&CultAffr | Carson City | Security Fence Addition (Nevada State Railroad Museum, Carson City) | 1783284 | Design and construct a site perimeter fence for security at the Nevada State Railroad Museum.
23193 | KEN | 39 | T&CULTAFFR | MUSHIST | RR_Mus | Carson City | Parking Lot Photovoltaic System (Nevada State Railroad Museum, Carson City) | 2284335 | Install parking lot Photovoltaic (PV) System and steel support structures at the Nevada State Railroad Museum in Carson City.
23205 | AJL | 115 | DHS | PBH | Lakes | Sparks | Roof Replacement (Lake’s Crossing Center) | 1422441 | This project will design and replace all the single-ply roofs at the roof at Lake’s Crossing Center.
23212 | MCR | 109 | DHS | PBH | Lakes | Sparks | ADA Service Counter, Cabinetry and Sink, and Signage Upgrade (Lake's Crossing Center) | 645942 | Replace existing cabinets and reception desk to comply with ADA at Lake’s Crossing Center in Sparks.
23213 | DDC | 0 | DHS | CFS | NYTC | Elko | Fire Sprinkler System Replacement, Industrial/Vocational and Warehouse (Nevada Youth Training Center) | 1231124 | This project will replace the existing fire sprinkler systems in the Industrial/Vocational & Warehouse buildings at Nevada Youth Training Center.
23229 | JMS | 72 | DHS | PBH | SNAMHS | Las Vegas | Lawn Replacement (Southern Nevada Adult Mental Health Services) | 7295046 | Remove non-functional grass on the Southern Nevada Adult Mental Health Services campus and replace with desert landscaping.
23230 | CML | 65 | DHS | PBH | SNAMHS | Las Vegas | HVAC Replacement Buildings 1, 2, and 3A (Southern Nevada Adult Mental Health Services) | 3095522 | Replace HVAC for buildings 1, 2, and 3A at Southern Nevada Adult Mental Health Services in Las Vegas.
23232 | CML | 73 | DHS | PBH | SNAMHS | Las Vegas | Cooling Tower Replacement (Rawson-Neal Hospital) | 4127446 | Replace the cooling towers at Rawson-Neal Hospital in Las Vegas.
23233 | MCR | 111 | DHS | PBH | NNAMHS | Sparks | ADA Upgrades Building 21 (Northern Nevada Adult Mental Health Services) | 205674 | Remodel exsiting restroom into unisex restroom for ADA compliance.
23241 | HEH | 52 | DHS | PBH | NNAMHS | Sparks | Advance Planning: Decommission Building 12 (Northern Nevada Adult Mental Health Services) | 99059 | Decommissioning of Building 12 on the Northern Nevada Adult Mental Health Services campus in Sparks.
23242 | BJB | 51 | DHS | PBH | NNAMHS | Sparks | Restroom Remodel, Building 1 (Northern Nevada Adult Mental Health Services) | 1163449 | A complete remodel of restrooms in Building #1 at Northern Nevada Adult Mental Health Services in Sparks.
23243 | JGA | 38 | DHS | PBH | NNAMHS | Sparks | Building 2 Electrical System Upgrade (Northern Nevada Adult Mental Health Services) | 1241648 | Replace panels, switches, receptacles, LED lighting, lighting controls, fire Alarm, conduit, wiring, telephone/data systems, and fire sprinkler modifications, in Building 2 at the Northern Nevada Mental Health Services.
23244 | AJL | 117 | DHS | PBH | NNAMHS | Sparks | Building 2 Roof Replacement (Northern Nevada Adult Mental Health Services) | 361782 | This project will design and replace the roof on building 2 at Northern Nevada Adult Mental Health Services.
23247 | HEH | 12 | DHS | PBH | NNAMHS | Sparks | Advance Planning: Building 8 Window Replacement (Northern Nevada Adult Mental Health Services) | 407177 | Planning though construction documents the replacement of existing, single pane windows with dual pane, higher-efficiency units at NNAMHS Building 8 in Sparks.
23253 | JGA | 40 | DHS | PBH | NNAMHS | Sparks | Exterior Lighting Replacement (Northern Nevada Adult Mental Health Services) | 901621 | Replace exterior lighting fixtures with new LED light fixtures and lamps using existing wiring and poles at Northern Nevada Adult Mental Health Services.
23255 | JMS | 74 | DHS | PBH | SNAMHS | Las Vegas | Lobby Beam and Nurse Station Rehabilitation (Rawson-Neal Psychiatric Hospital) | 1258552 | Repair and reface the millwork at nurse stations and reface the beams at the reception lobby at Rawson Neal Psychiatric Hospital.
23256 | CML | 75 | DHS | PBH | SNAMHS | Las Vegas | Solar Vehicle Charging Stations (Southern Nevada Adult Mental Health Services) | 862170 | Provide solar vehicle charging stations at the Southern Nevada Adult Mental Health Services campus.
23257 | DDC | 137 | DHS | PBH | SNAMHS | Las Vegas | Fire Sprinkler System Head Replacement (Stein and Rawson Neal Hospitals) | 737431 | This project will replace sprinkler heads at each facility.
23258 | DDC | 0 | DHS | PBH | SNAMHS | Las Vegas | Upgrade Fire Alarm Control Panel and Smoke Detectors (Stein Hospital) | 305518 | This project will replace components and install new components into the existing life safety system.
23261 | PJD | 9 | DHS | CFS | SVYC | Las Vegas | Classroom and Auto Shop Addition (Summit View Youth Center) | 2560744 | Add modular classroom buildings and remodel the exercise yard for an automotive technician vocational lab at Summit View Youth Center in Las Vegas.
23264 | GCE | 28 | DHS | CFS | CYC | Caliente | Evaporative Cooled to Air Conditioned Warehouse (Caliente Youth Center) | 1160050 | Change out evaporative cooled units for HVAC units at Caliente Youth Center in Caliente.
23266 | JMS | 24 | DHS | CFS | SNCAS | Las Vegas | Building 7 Window Replacement and Building Maintenance (SNCAS) | 2062887 | Replace windows, doors, ceilings, and lights, and repair and repaint interior and exterior finishes.
23267 | JKF | 23 | DHS | CFS | SNCAS | Las Vegas | Perform Switchgear Testing (Southern Nevada Child and Adolescent Services) | 603096 | Perform electrical equipment testing, adjustment, and evaluation of electrical systems at Southern Nevada Child and Adolescent Services Charleston Boulevard Campus in Las Vegas.
23268 | JMS | 25 | DHS | CFS | SNCAS | Las Vegas | Building 16 Window Replacement and Building Rehabilitation (SNCAS) | 624111 | Replace windows, doors, ceilings, and lights, and repair and repaint interior and exterior finishes.
23269 | HEH | 13 | DHS | ADSD | DRC | Las Vegas | Backyard and Campus Improvements (Desert Regional Center) | 7034509 | Design and construct home backyards and a central park for the residents at the DRC in Las Vegas.
23270 | GCE | 8 | DHS | ADSD | DRC | Las Vegas | Hot Water System Upgrade (Desert Regional Center) | 691725 | Replace water heaters and associated components for the houses at Desert Regional Center in Las Vegas.
23272 | MJM | 120 | DHS | ADSD | DRC | Las Vegas | Building 1391 Parking Lot Expansion (Desert Regional Center) | 374505 | Construct an expansion to the parking lot that is south of Building 1391 at the Desert Regional Center.
23275 | TJD | 64 | DHS | CFS | CYC | Caliente | Replace Irrigation Main (Caliente Youth Center) | 387676 | Replace the irrigation main, controls, and wiring at the Caliente Youth Center.
23280 | MJM | 0 | ADMIN | SPWD | B&G | Las Vegas | Pavement Maintenance (Las Vegas SPWD Office) | 244362 | Perform preventative maintenance on the pavement associated with the Las Vegas State Public Works Office.
23291 | GCE | 29 | ADMIN | SPWD | B&G | Las Vegas | Air Handling Unit Replacement (Belrose Building) | 2451041 | This project will replace the air handling units at the Belrose Building.
23292 | MJM | 0 | ADMIN | SPWD | B&G | Las Vegas | Construct Parking Expansion (Grant Sawyer Office Building Site) | 1792630 | Construct a parking expansion on the Grant Sawyer Office Building site to accommodate occupants and visitors during and after the construction of the Administration Building planned for the site.
23307 | CML | 0 | ADMIN | SPWD | SPWD | Las Vegas | Solar Electric Vehicle Charging Stations (State Public Works Division, Las Vegas) | 286219 | This project will install solar electric vehicle charging stations at Las Vegas State Public Works Division Building.
23309 | GCE | 0 | NDOC | CORRECTIONAL | FMWCC | Las Vegas | Water Controls Replacement (Florence McClure Women's Correctional Center) | 5070220 | This project will replace water controls to each inmate cell for housing units 1-10.
23310 | DDC | 26 | ADMIN | SPWD | B&G | Carson City | Blasdel Building Demolition | 3279298 | This project will demolish the Blasdel Building and perform site restoration.
23312 | KEN | 0 | ADMIN | SPWD | SPWD | Las Vegas | Las Vegas Warehouse | 93569234 | This project will construct a 135,000 square-foot warehouse in Las Vegas.
23512 | BJW | 0 | (No Dept) | (No Div) | NULL | NULL | Statewide Military Program |  | Construction and deferred maintenance projects at Military facilities Statewide.
23603 | MML | 0 | NDOC | CORRECTIONAL | SDCC | Indian Springs | Upgrade Perimeter Security Fence (Florence McClure Womens Correction Center) | 11947955 | This project will upgrade the perimeter security fence with an additional fence and upgrades to the existing portions of the fence.
23605 | AFS | 0 | ADMIN | SPWD | B&G | Carson City | Hobart Reservoir Dam Rehabilitation (Marlette Lake Water System) | 13565426 | Additional state funding to replace unsecured federal grant funding.
23606 | BJW | 0 | NDOC | CAMPS | ECC | Var. Locations | Demolition of Ely Conservation Camp | 2940104 | This project will demolish structures, remove site utilities, and restore the site to a pre-development condition.
23607 | MNB | 7 | ADMIN | SPWD | B&G | Carson City | Advance Planning: State Office Building (Capitol Complex) | 8037481 | Design through construction documents for a 64,000 square-foot office building and parking structure at the Capitol Complex.
23610 | BJW | 0 | ADMIN | SPWD | B&G | Las Vegas | State Office Building Purchase FF&E (Las Vegas) | 24683774 | Furnishing, fixtures, and equipment to support the purchase of fifteen office buildings in Las Vegas for State office use.
23612 | BJW | 0 | (No Dept) | (No Div) | NULL | NULL | Traunch 2 Purchase Improvements (Las Vegas) |  | Traunch 2 purchase improvements (Buildings #4, #12, #22, & #29) to facilitate State office use. (See attached backup sheets)
23613 | BJW | 0 | (No Dept) | (No Div) | NULL | NULL | Traunch 3 Building Improvements (Las Vegas) |  | 7Traunch 3 purchase improvements (Buildings #1, #2, #3, #20, #23, #26, & #27) to facilitate State office use. (See attached backup sheets)
23620 | BJW | 0 | ADMIN | SPWD | B&G | Las Vegas | 7230 Amigo Purchase Improvements (Las Vegas) | 4864041 | Improvements to 7230 Amigo (#10) to facilitate State office use.
23627 | BJW | 0 | ADMIN | SPWD | B&G | Las Vegas | 7251 Amigo Purchase Improvements (Las Vegas) | 1240978 | Improvements to 7251 Amigo (#7) to facilitate State office use.
23632 | MJM | 0 | NDOC | CORRECTIONAL | SDCC | Indian Springs | Commerical Drivers License Training Facility (Southern Desert Correctional Center) | 13458969 | Construct a six-truck course and vocational village
23634 | TJD | 0 | NDOC | TRANSITIONAL | CGTH | Las Vegas | Housing Unit 1 & 2 Restroom Remodel (Casa Grande Transitional Housing) | 4768097 | Remodel four housing unit restrooms at Casa Grande Transitional Center.
25004 | JMS | 6 | DHS | PBH | SNAMHS | Las Vegas | Advance Planning: Crisis Stabilization Center (Southern Nevada Health and Human Services) | 2632746 | Design through construction documents for a crisis stabilization center on the Southern Nevada Health and Human Services campus in Las Vegas
25007 | MJM | 53 | DHS | PBH | SNAMHS | Las Vegas | Solar Photovoltaic Array System (Rawson-Neal Hospital) | 1537634 | Install a photovoltaic array at the Rawson-Neal Hospital.
25013 | DDC | 5 | DHS | ADSD | DRC | Las Vegas | Fire Alarm System Replacement (Desert Regional Center) | 808309 | This project will replace the fire alarm system at the Desert Regional Center site. All systems will report to the central command station at building 1391.
25015 | BJB | 73 | DHS | PBH | NNAMHS | Sparks | Building 22 HVAC System Renovation (Northern Nevada Adult Mental Health Services) | 703816 | Remove window air conditioning units and unit heaters and install package rooftop units at NNAMHS Building 22 in Sparks.
25016 | CML | 43 | DHS | ADSD | DRC | Las Vegas | Underground Plumbing Replacement (DRC #1391) | 130990 | Replace failing underground piping for the DRC administration building.
25017 | DDC | 16 | DHS | ADSD | DRC | Las Vegas | Campus Wide Heat and Smoke Detector Replacement (Desert Regional Center) | 0 | Heat and smoke detectors replacement.
25019 | DDC | 200 | NDOC | CORRECTIONAL | NNCC | Carson City | Campus Wide Fire Alarm Upgrades (Northern Nevada Correctional Center) | 3812101 | This project will install a new fire alarm system at the Northern Nevada Correctional Center site.
25021 | HAP | 200 | NDOC | CORRECTIONAL | FMWCC | Las Vegas | Roof Replacement, Administration and Housing Unit (Florence McClure Women's Correctional Center). | 1355013 | This project will design and replace the roofing system on the Administration and Housing unit building at Florence McClure Women's Correctional Center.
25025 | DDC | 0 | NDOC | TRANSITIONAL | CGTH | Las Vegas | CGTH - Replace Fire Alarm | 996792 | Statewide - 23128
25026 | JDC | 200 | NDOC | CORRECTIONAL | ESP | Ely | ESP - Parking lot improvements | 212554 | Statewide - 7279a
25028 | DDC | 200 | NDOC | CAMPS | SCC | Carson City | Fire Alarm System Replacement (Stewart Conservation Camp) | 445355 | This project will replace the existing fire alarm system site wide.
25030 | AJL | 200 | NDOC | CAMPS | WCC | Wells | Replace all roofs (Wells Conservation Camp). | 596212 | This project will design and replace all roofs at the Wells Conservation Camp.
25031 | BJW | 75 | NDOC | NDOC | NDOC | Var. Locations | Emergent Maintenance (Nevada Department of Corrections) | 1132096 | This project will provide for emergent maintenance needs at NDOC facilities.
25032 | JKF | 97 | NDOC | NDOC | NDOC | Var. Locations | Solar Maintenance and Surge Protection for Solar Arrays (Department of Corrections) | 706517 | Provide solar maintenance and surge protection for Department of Corrections solar arrays at all correctional locations.
25033 | BJB | 37 | NDOC | CAMPS | SCC | Carson City | Housing Units 1-4 Evaporative Cooling System Renovation (Stewart Conservation Camp) | 1156367 | Replace housing units evaporative coolers and relief hoods at the Stewart Conservation Camp in Carson City.
25036 | GCE | 21 | NDOC | TRANSITIONAL | CGTH | Las Vegas | HVAC Replacement (Casa Grande Transitional Housing) | 4552428 | Replace rooftop units, exhaust fans, refrigeration equipment for Casa Grande Transitional Housing in Las Vegas.
25039 | MML | 76 | NDOC | TRANSITIONAL | CGTH | Las Vegas | Exterior Facility Painting (Casa Grande Transitional Center) | 255730 | Re-paint all building exteriors.
25040 | JKF | 46 | NDOC | TRANSITIONAL | CGTH | Las Vegas | Replace Door Access System and Vehicle Gate Motors (Casa Grande Transitional Housing) | 1488162 | Replace door access system and vehicle gate motors at Casa Grande Transitional Housing in Las Vegas.
25041 | JDC | 2 | NDOC | CORRECTIONAL | ESP | Ely | Individual Recreational Yard Enclosures (Ely State Prison) | 4728114 | Provide 32 Recreational Yard Enclosures
25042 | JDC | 47 | NDOC | CORRECTIONAL | ESP | Ely | Underground Fuel Tank Replacement (Ely State Prison) | 840315 | Remove the underground fuel tanks and replace them with above ground fuel tanks at the Ely State Prison.
25043 | PJD | 77 | NDOC | CORRECTIONAL | ESP | Ely | Renovate Shooting Range (Ely State Prison) | 2332754 | Shooting range renovation and modular classroom installation.
25044 | JKF | 27 | NDOC | CORRECTIONAL | ESP | Ely | Replace Door Locks and Controls (Ely State Prison) | 18042548 | Replace door locks, controls and door maintenance in housing units 5, 6, 7 and 8 at Ely State Prison.
25045 | SAC | 78 | NDOC | CORRECTIONAL | ESP | Ely | Trash Compactors Replacement (Ely State Prison) | 998950 | Replacement of two trash compactors located at Building 10 at the Ely State Prison.
25049 | JDC | 30 | NDOC | CORRECTIONAL | ESP | Ely | Construct Second Water Tank (Ely State Prison) | 2765430 | Design and construct an additional domestic water tank at the Ely State Prison.
25050 | SAC | 79 | NDOC | CORRECTIONAL | ESP | Ely | Shower Repairs and Replacement (Ely State Prison) | 8235865 | Replace failing shower enclosures, shower gates, related plumbing, finishes and reconnect light fixtures and door locks.
25051 | PJD | 49 | NDOC | CORRECTIONAL | ESP | Ely | Renovate Loading Docks at Ely State Prison (Ely, Nv.) | 1296258 | Renovate loading docks including new concrete retaining walls, flatwork, stairs, rails, and dock levelers.
25052 | JDC | 49 | NDOC | CORRECTIONAL | ESP | Ely | Grease Interceptor Replacement (Ely State Prison) | 420284 | Replace the grease interceptor at the Ely State Prison, Ely, Nevada
25053 | JDC | 40 | NDOC | CORRECTIONAL | ESP | Ely | Wastewater Treatment Pond Repairs (Ely State Prison) | 1817148 | Upgrade the waste water treatment system to prevent failure at the Ely State Prison.
25054 | MCR | 1 | T&CULTAFFR | MUSHIST | HistSoc | Reno | Museum Exhibit Modernization (Nevada Historical Society) | 2199592 | Design and construct museum public exhibit spaces for ADA compliance.
25057 | JKF | 71 | NDOC | CORRECTIONAL | FMWCC | Las Vegas | Repair Housing Unit 1-4 Door Controls (Florence McClure Women's Correctional Center) | 263531 | Repair door controls and intercoms completed during phase-1 at Florence McClure Women's Correctional Center in North Las Vegas.
25060 | CML | 73 | NDOC | CORRECTIONAL | FMWCC | Las Vegas | Direct Digital Control System Upgrade (Florence McClure Women's Correctional Center) | 2782769 | Replace existing direct digital control system at the Florence McClure Women's Correctional Center in Las Vegas.
25061 | MML | 80 | NDOC | CORRECTIONAL | FMWCC | Las Vegas | Food/Cuff Port Installation (Florence McClure Women's Correctional Center) | 872125 | Install food/cuff ports in the cell doors in Housing Units 7, 8, 10, & 11 (Florence McClure Women's Correctional Center
25064 | CML | 81 | NDOC | CORRECTIONAL | FMWCC | Las Vegas | Plumbing Fixture Replacement (Florence McClure Women's Correctional Center) | 2266204 | Replace plumbing fixtures at Florence McClure Women's Correctional Center in North Las Vegas.
25066 | TJD | 2 | WILDLIFE | WILDLIFE | Wildlife | Yerington | Advanced Planning: Lux Lane Roadway & Drainage Improvements (Mason Valley WMA) | 1508584 | Conduct a drainage study and design through construction documents for roadway and drainage improvements to Lux Lane at the Mason Valley Wildlife Management Area.
25068 | TJD | 5 | WILDLIFE | WILDLIFE | Wildlife | Elko | Drainage Improvements (Elko Wildlife Office) | 560135 | Modify stream channels to protect the shop building from storm runoff.
25077 | JKF | 51 | NDOC | CORRECTIONAL | HDSP | Indian Springs | Replace Electric Door Motors and Door Tracks (High Desert State Prison) | 5611795 | Replace electric door motors and door tracks at High Desert State Prison.
25079 | MML | 55 | NDOC | CORRECTIONAL | HDSP | Indian Springs | HDSP - Additional Freezer and Refrigeration Storage | 1628626 | HDSP warehouse freezer and refrigeration storage needs has increased since opening in 2000. Facility population increase, other facility support, menu changes and buying practices has required current storage facilities to hold product at 110% utilizing
25080 | GCE | 54 | NDOC | CORRECTIONAL | HDSP | Indian Springs | Laundry Equipment Replacement (High Desert State Prison) | 2446025 | Replace the laundry equipment in the Culinary building at High Desert State Prison.
25083 | CML | 22 | NDOC | CAMPS | JCC | Jean | HVAC and Kitchen Renovation (Jean Conservation Camp) | 3661607 | Renovate the HVAC systems and replace kitchen equipment in the kitchen area at the Jean Conservation Camp.
25084 | JKF | 31 | NDOC | CAMPS | JCC | Jean | Upgrade Intercom, Door Controls and Security Cameras (Jean Conservation Camp) | 8585498 | Upgrade intercom, door controls & security camera systems in Jean Conservation Camp.
25085 | CML | 41 | NDOC | CAMPS | JCC | Jean | Remodel Showers and Replace Underground Plumbing (Jean Conservation Camp) | 722587 | Remodel 48 showers and replace related underground plumbing in 5 housing units at Jean Conservation Camp.
25086 | JKF | 79 | NDOC | CAMPS | JCC | Jean | Replace Emergency Generator (Jean Conservation Camp) | 623543 | Replace emergency generator for Administration Building and Culinary at Jean Conservation Camp.
25087 | CML | 56 | NDOC | CAMPS | JCC | Jean | Replace Domestic Water Line (Jean Conservation Camp) | 331112 | Replace 4" domestic water line from city water to the Jean Conservation Camp's point of connection.
25088 | CML | 87 | NDOC | CAMPS | JCC | Jean | HVAC Renovation (Jean Conservation Camp) | 1450178 | This project will renovate the HVAC in multiple buildings at the Jean Conservation Camp.
25090 | CML | 85 | NDOC | CAMPS | JCC | Jean | Laundry Room and Inmate Store Renovation (Jean Conservation Camp) | 1274103 | Renovate the Laundry Room and Inmate Store at Jean Conservation Camp.
25091 | JKF | 86 | NDOC | CAMPS | JCC | Jean | Install Surveillance Cameras (Jean Conservation Camp) | 2664449 | Install interior and exterior surveillance cameras at the Jean Conservation Camp.
25094 | DDC | 10 | NDOC | CORRECTIONAL | LCC | Lovelock | Campus Wide Fire Alarm Upgrades (Lovelock Correctional Center) | 3590192 | This project will install a new fire alarm system at the Lovelock Correctional Center site.
25096 | JGA | 18 | NDOC | CORRECTIONAL | LCC | Lovelock | Generators and Power Distribution Repairs (Lovelock Correctional Center) | 16362494 | Replace emergency power generators, medium voltage relay controllers, and main switchboards in each building at the Lovelock Correctional Center.
25098 | PJD | 40 | NDOC | CORRECTIONAL | LCC | NULL | Remodel Shower Enclosures (Lovelock Correctional Center) | 0 | Install stainless steel shower enclosures in all housing units.
25102 | BJB | 42 | NDOC | CORRECTIONAL | LCC | Lovelock | Housing Units 5 & 6 Plumbing Fixture Water Control Renovations (Lovelock Correctional Center) | 2485202 | Replace existing fixture water saving control systems, piping, and valves at the Lovelock Correctional Center
25105 | PJD | 71 | NDOC | CORRECTIONAL | LCC | Lovelock | Exterior Facility Painting and Window Replacement (Lovelock Correctional Center) | 9163981 | Repaint the exterior of all buildings and replace windows on Administration Building 1 at Lovelock Correctional Center.
25106 | MCR | 74 | NDOC | CORRECTIONAL | LCC | Lovelock | ADA Facility Survey (Lovelock Correctional Center) | 185714 | Complete an Americans with Disabilities Act facility survey.
25110 | PJD | 82 | NDOC | CORRECTIONAL | LCC | Lovelock | Guard Tower Renovations (Lovelock Correctional Center) | 2343343 | Renovate four guard towers with interior and exterior upgrades.
25111 | PJD | 83 | NDOC | CORRECTIONAL | LCC | Lovelock | Concrete Floor Renovation (Lovelock Correctional Facility) | 5371567 | Renovate concrete floors at loading docks, housing units, warehouse, culinary and exterior concrete sidewalks.
25115 | JGA | 23 | NDOC | CORRECTIONAL | NNCC | Carson City | Advance Planning: Fiber Optic Cable Infrastructure Upgrade (Northern Nevada Correctional Center) | 2387050 | Design the replacement of main communications underground conduits, vaults, and fiber optic cabling to all buildings at Northern Nevada Correctional Center.
25116 | JGA | 43 | NDOC | CORRECTIONAL | NNCC | Carson City | Replace Doors, Locks, Intercoms & Door Controls in Housing Unit 1 (NNCC) | 5743836 | Replace doors, electronic locks, intercom system, and door controls in Housing Unit 1 at Northern Nevada Correctional Center.
25118 | BJB | 44 | NDOC | CORRECTIONAL | NNCC | Carson City | Advance Planning: Housing Units #1 through #6 Plumbing Systems Renovation (NNCC) | 3322202 | Replace domestic water piping, waste and vent piping, and plumbing fixtures in Northern Nevada Correctional Center Housing Units #1 through #6 in Carson City.
25119 | TJD | 74 | NDOC | CORRECTIONAL | NNCC | Carson City | Sallyport Renovation (Northern Nevada Correctional Center) | 752517 | Renovate the Tower 3 sallyport and construct an office for custody staff manning the sallyport.
25122 | JGA | 59 | NDOC | CORRECTIONAL | NNCC | Carson City | Site Security Improvements (Northern Nevada Correctional Center) | 25185449 | Replace perimeter security fencing, electric fencing, motion detection, and razor wire at Northern Nevada Correctional Center
25123 | JGA | 61 | NDOC | CORRECTIONAL | NNCC | Carson City | Advance Planning: Main Gatehouse and Central Control Buildings (NNCC) | 3177825 | Replace Main Entry Gatehouse, Operations Building, Vehicle Sally Port and a new pedestrian Sally Port at the Northern Nevada Correctional Center in Carson City.
25126 | MNB | 106 | NDOC | CORRECTIONAL | NNCC | Carson City | Campus Entrance Checkpoint (Northern Nevada Correctional Center) | 2222300 | This project will design and construct a campus entrance vehicle checkpoint at the Northern Nevada Correctional Center.
25129 | BJB | 29 | NDOC | CAMPS | SCC | Carson City | Culinary Renovation (Stewart Conservation Camp) | 3556032 | Replace tile flooring, ceiling and lighting, waste piping and floor drains, grease interceptor, ventilation system, and kitchen cooking equipment at the Stewart Conservation Camp Culinary.
25130 | ALB | 63 | NDOC | CAMPS | SCC | Carson City | Advanced Planning: Education and Programming Building (Stewart Conservation Camp) | 2216301 | Design through construction documents for a 10,000 square foot Education and Programming Building at the Stewart Conservation Camp.
25146 | JKF | 62 | NDOC | CORRECTIONAL | SDCC | Indian Springs | Replace Housing Unit 7 Doors, Locks, and Controls in (Southern Desert Correctional Center) | 4832572 | Replace cell doors, locks, door controls, security glazing and install security gates in Housing Unit 7 at Southern Desert Correctional Center.
25152 | JKF | 45 | NDOC | CAMPS | TLVCC | Indian Springs | Upgrade Surveillance Cameras (Three Lakes Valley Conservation Camp) | 2768408 | Upgrade interior and exterior surveillance cameras at Three Lakes Valley Conservation Camp in Indian Springs.
25157A | JGA | 9 | WILDLIFE | WILDLIFE | Wildlife | Elko | Security Improvements (Elko Regional Office) | 1957759 | This project will design and construct the installation of security improvements at the Nevada Department of Wildlife (NDOW) Regional Office in Elko.
25157B | JGA | 10 | WILDLIFE | WILDLIFE | Wildlife | Reno | Security Improvements (Reno Regional Office) | 1513647 | This project will design and construct the installation of security improvements at the Nevada Department of Wildlife (NDOW) Regional Office/Annex in Reno on Valley Road.
25158 | HAP | 21 | DHS | CFS | SNCAS | Las Vegas | Replace roofs on Buildings 11 and 12 (Desert Willow Treatment Center). | 137677 | This project will design and replace roofs on buildings 11 and 12 at Desert Willow Treatment Center.
25159 | TJD | 7 | DHS | CFS | NYTC | NULL | Replace Water and Sewer Pipes Sitewide (Nevada Youth Training Center) |  | This project will replace water and sewer pipes throughout the Nevada Youth Training Center in Elko
25160 | JKF | 49 | DHS | CFS | SNCAS | Las Vegas | Install Door Access System and Fiber Optic Cabling (Southern Nevada Child and Adolescent Services) | 2050512 | Install Card Access System and Fiber Optic Cabling at Southern Nevada Child and Adolescent Services Campus in Las Vegas.
25161 | DDC | 1 | WILDLIFE | WILDLIFE | Wildlife | Boulder City | Fire Sprinkler System Rehabilitation (Lake Mead Fish Hatchery) | 358701 | This project will replace the existing fire pump and associated piping and controls for the fire sprinkler system.
25162 | GCE | 7 | DHS | CFS | SNCAS | Las Vegas | Central Plant Cooling Addition (Desert Willow Treatment Center) | 1919353 | Adding a redundant chiller, pumps, and cooling tower to Desert Willow Treatment Center in Las Vegas.
25164 | JKF | 18 | DHS | CFS | SNCAS | Las Vegas | Replace Area Pole Lighting (Southern Nevada Child and Adolescent Services) | 751657 | Replace area pole lighting with LED fixtures at Southern Nevada Child and Adolescent Services West Charleston Campus in Las Vegas.
25165 | TJD | 18 | DHS | CFS | SNCAS | Las Vegas | Construct Drainage Improvements (Southern Nevada Child and Adolescent Services) | 21369 | Design and construct drainage improvements at Southern Nevada Child and Adolescent Services on the West Charleston campus.
25169 | JMS | 15 | DHS | CFS | SNCAS | Las Vegas | Courtyard Renovations (Desert Willow Treatment Center) | 598661 | Replace the lawn and repair the exterior patio walls at the patient unit courtyards at the Desert Willow Treatment Center.
25171 | HEH | 43 | DHS | ADSD | DRC | Las Vegas | Window Replacement Safety Glazing (Desert Regional Center) | 7374226 | Replace exterior and interior windows with safety glazing at 9 buildings on the DRC campus in Las Vegas.
25173 | MJM | 40 | DHS | ADSD | DRC | Las Vegas | Drainage Upgrades Building 1300 (Desert Regional Center) | 175027 | Upgrade the storm drainage and retention capacity, and provide additional erosion control at the Desert Regional Center building 1300.
25183 | BJB | 90 | NDOC | CORRECTIONAL | NNCC | Carson City | Housing Unit 10 HVAC and Domestic Hot Water Renovation (Northern Nevada Correctional Center) | 2218237 | Replace HVAC units, exhaust fans, domestic water heaters, and add Housing Unit #10 to heating water loop at Northern Nevada Correctional Center in Carson City.
25184 | IHK | 91 | NDOC | CORRECTIONAL | WSCC | Carson City | Replace Plumbing Fixtures and Renovate Showers (Warm Springs Correctional Center) | 1966449 | Replacement of plumbing fixtures and renovation of showers at Unit 1, Warm Springs Correctional Center in Carson City.
25185 | IHK | 92 | NDOC | CORRECTIONAL | WSCC | Carson City | Replace Boiler Plant, Multi-Purpose Building (Warm Springs Correctional Center) | 1257774 | Replacement of two boilers and associated plumbing at Warm Springs Correctional Center in Carson City.
25186 | HAP | 4 | PUBSAFE | PUBSAFE | PubSafe | Las Vegas | Elevator Modernization (Campos Building) | 2793758 | Modernization of the three out dated Elevators at Campos Building in Las Vegas
25186b | HAP |  | PUBSAFE | PUBSAFE | PubSafe | Las Vegas | Elevator Modernization (Campos Building) | 2793758 | Modernization of the three out dated Elevators at Campos Building in Las Vegas
25187 | DDC | 2 | ADMIN | SPWD | B&G | Las Vegas | Fire Alarm Replacement and Data Room Pre-action System Upgrade, Flamingo DMV | 553520 | This project will replace the fire alarm system site wide and the pre-action sprinkler system in the main DMV building data room.
25190 | JDC | 13 | WILDLIFE | WILDLIFE | Wildlife | Yerington | Photovoltaic System Installation (Mason Valley Fish Hatchery) | 1591325 | Design and construct solar arrays to reduce energy costs at Mason Valley Fish Hatchery.
25191 | JGA | 3 | AGRICULTURE | AGRICULTURE | Agriculture | Sparks | Security Improvements, Interior Lighting, and Lighting Controls (Agriculture Headquarters) | 2803338 | Replace access control, surveillance cameras, interior lighting, and controls at the Agriculture Headquarters in Sparks.
25193 | JDC | 13 | T&CULTAFFR | MUSHIST | RR_Mus | Carson City | Site Drainage Improvements (Nevada State Railroad Museum) | 1532423 | Design and construct site drainage and complete flood repairs from a January 2017 storm event at the Nevada State Railroad Museum. Duplicate of 19171, so remove this project
25195 | JDC | 30 | T&CULTAFFR | MUSHIST | RR_Mus | Carson City | Railroad Track Replacement (Nevada State Railroad Museum, Carson City) | 682855 | Replace wooden railroad track ties and steel switch packs.
25197 | HEH | 34 | DHS | PBH | NNAMHS | Sparks | Replace Flooring, Building 25 (Northern Nevada Adult Mental Health Services) | 3588193 | Replace existing flooring systems at Dini-Townsend Psychiatric Hospital, Building 25 at NNAMHS in Sparks.
25199 | JGA | 46 | DHS | PBH | NNAMHS | Sparks | Exterior Surveillance Cameras (NNAMHS) | 3866936 | Install Exterior building and lighting pole mounted surveillance camera systems at Northern Nevada Adult Mental Health Services.
25205 | GCE | 39 | DHS | CFS | CYC | Caliente | HVAC System Renovation Multipurpose Building (Caliente Youth Center) | 1263043 | Add a boiler to the Multipurpose building for redundancy. Replace Gymnasium air handler and associated condensing unit for the gymnasium.
25207 | MCR | 41 | DHS | CFS | CYC | Caliente | Dorm Cottages Kitchen Remodel (Caliente Youth Center) | 1907757 | Remodel all dorm kitchens to be ADA-compliant at the CYC in Caliente.
25208 | GCE | 35 | DHS | CFS | CYC | Caliente | Dormitory Rooftop Unit Replacement (Caliente Youth Center) | 1957884 | Replace existing rooftop units and exhaust fans on youth dormitories at Caliente Youth Center in Caliente.
25211 | JDC | 6 | DMV | DMV | DMV | Carson City | Parking Lot Addition (Department of Motor Vehicles, Carson City) | 1987282 | Construct an additional parking lot for the Department of Motor Vehicles Carson City facility.
25212 | IHK | 12 | DMV | DMV | DMV | Var. Locations | DMV hydration stations | 29995 | replace all the drinking fountains and add hydration units where there is no fountain to replace in Carson, Flamingo, and Decatur offices.
25213 | PJD | 7 | DMV | DMV | DMV | Var. Locations | Construct Shade Structures (Decatur, Sahara, Flamingo, and Carson City DMV) | 1050760 | Construct shade structures at the Decatur, Sahara, Flamingo, and Carson City DMV locations.
25214 | DDC | 19 | DHS | PBH | Lakes | Sparks | Fire Sprinkler System Head Replacement (Lakes Crossing Center) | 232229 | This project will replace all automatic fire sprinkler heads throughout the facility.
25215 | HEH | 33 | DHS | PBH | Lakes | Sparks | East Sally Port Cover (Lake's Crossing Center) | 473965 | Construct a sally port and service yard cover at Lake's Crossing Center in Sparks
25220 | ALB | 12 | WILDLIFE | WILDLIFE | Wildlife | Lander County | Ranger Residence (Argent Wildlife Management Area) | 1877976 | Construct an 1,800 square foot ranger residence at Argenta Wildlife Management Area
25222 | JMS | 44 | DHS | PBH | SNAMHS | Las Vegas | Anti-Ligature Rehabilitation (Stein Hospital) | 5608873 | Replace interior doors, rehabilitate client bathrooms, and replace furniture in client bedrooms at Stein Hospital.
25225 | MNB | 14 | WILDLIFE | WILDLIFE | Wildlife | Carson City | Storage Yard and Conditioned Bear Enclosure (NDOW) | 8258678 | This project will design and construct a new storage yard and a conditioned space for trapped bears on existing state land.
25230 | HAP | 31 | ADMIN | SPWD | B&G | Carson City | Elevator Modernization (Department of Motor Vehicles East Wing, Carson City) | 684182 | Elevator modernization at the east wing of the Department of Motor Vehicles
25233 | JGA | 4 | AGRICULTURE | AGRICULTURE | Agriculture | Elko | Access Control & Surveillance Cameras (Elko Agriculture Regional Office) | 1346315 | Install access control and surveillance security cameras in Elko Agriculture Headquarters.
25234 | MCR | 5 | AGRICULTURE | AGRICULTURE | Agriculture | NULL | Carpet/Hard Surface Replacement | 0 | Replacement of all carpeting and hard surface areas throughout the NDA facility.
25235 | ALB | 7 | CNR | FORESTRY | Forestry | New Washoe City | Advance Planning: Western Region Headquarters Building | 1239927 | Programming through construction documents for a replacement Headquarters building.
25236 | JMS | 15 | DHS | CFS | SNCAS | Las Vegas | Advance Planning: Intermediate Care Facility (Southern Nevada Child and Adolescent Services) | 2073737 | Design through construction documents for a 15 bed Intermediate Care Facility for the Southern Nevada Child and Adolescent Services.
25237 | HEH | 36 | DHS | CFS | CYC | Caliente | Exterior Finishes Sitewide (Caliente Youth Center) | 7877036 | Perform exterior maintenance at multiple buildings at CYC in Caliente.
25238 | HAP | 2 | DMV | DMV | DMV | Carson City | West Wing Elevator Addition (Department of Motor Vehicles, Carson City) | 2725250 | Construct a second elevator and hoistway to serve the DMV west wing.
25239 | PJD | 2 | DHS | CFS | SVYC | Las Vegas | Youth Mental Health Intake Building (Summit View Youth Center) | 5834839 | Construction of a 1,300 square-foot juvenile justice youth intake facility and 4,200 square-foot of support structures for mentally disabled youth at Summit View Youth Center.
25240 | JKF | 4 | DHS | CFS | SVYC | Las Vegas | Digital Lock Replacement (Summit View Youth Center) | 1223513 | Replace locks and keys with computerized key management system at Summit View Youth Center in North Las Vegas.
25241 | TJD | 22 | DHS | CFS | SVYC | Las Vegas | Storm Drainage Upgrade (SVYCC) | 73199 | Storm drainage upgrade - Sitewide. create a clear channel with large rocks to slow the flow of water, thus controlling the erosion of the earth from in front of the facility.
25244 | PJD | 48 | DHS | CFS | SVYC | Las Vegas | Renovate Outdoor Athletic Field (Summit View Youth Center) | 1850894 | Renovate the natural grass athletic field with new drought tolerant grass and updated irrigation system.
25246 | ALB | 5 | CNR | FORESTRY | Forestry | Spring Creek | Fire Station Addition (Spring Creek Fire Station) | 5229540 | Design and construct an additional 2,000 square foot workspace at the Fire Station in Spring Creek, Nevada.
25247 | IHK | 10 | DHS | CFS | NYTC | Elko | Gymnasium Cooling Upgrade (Nevada Youth Training Center) | 1412489 | Provide cooling at the Gymnasium at the Nevada Youth Training Center in Elko.
25248 | ALB | 41 | DHS | CFS | NYTC | Elko | Administration Building (Nevada Youth Training Center) | 9332914 | Construct a replacement 5,060 square foot Administration building at the Nevada Youth Training Center
25249 | ALB | 42 | DHS | CFS | NYTC | Elko | Maintenance Equipment Storage, Vocational Shops (NYTC) | 12866202 | Construct a 14-bay storage building and wash bay at the Nevada Youth Training Center campus.
25250 | IHK | 85 | DHS | CFS | NYTC | Elko | Air filtration and sanitization system - Sitewide | 25726 | This project will allow for an air filtration and sanitization system to be installed on all buildings at the facility.
25251 | TJD | 45 | DHS | CFS | NYTC | Elko | Replace Football Field Retaining Wall (Nevada Youth Training Center) | 1789218 | This project will replace the failing football field retaining wall at the Nevada Youth Training Center in Elko.
25257 | JGA | 2 | GOV | GTO | GTO | Carson City | Lighting Replacement (Data Center) | 1268974 | Replace interior lighting, exterior lighting, and lighting controls with LED lighting at the OCIO Data Center in Carson City, Nevada.
25263 | JDC | 12 | GOV | GTO | GTO | Carson City | LOADING DOCK MODIFICATIONS | 160230 | Replace the current loading doc concrete with a proper slope and level for the receiving warehouse.
25264 | MNB | 13 | GOV | GTO | GTO | Carson City | Tile flooring replacement and lead abatement. | 147070 | This project will design and construct the removal of lead and non-lead flooring tiles.
25266 | MML | 20 | T&CULTAFFR | MUSHIST | RR_Mus | Boulder City | Advance Planning: Exhibit Hall (Nevada State Railroad Museum, Boulder City) | 2822691 | Design through construction documents for a 20,000 square foot building for railroad rolling stock displays, rotating exhibits, STEM center, and offices.
25268 | MML | 21 | T&CULTAFFR | MUSHIST | RR_Mus | Boulder City | Advance Planning: Test Site Display Structure and Tracks (Nevada State Railroad Museum, Boulder City) | 247044 | Design through construction documents for two additional tracks and shade structure with concrete walkways and restroom to display railroad artifacts from the Nevada Test Site.
25269 | KEN | 1 | T&CULTAFFR | MUSHIST | LostCity | Overton | Exterior Building Repairs and Improvements (Lost City Museum) | 1393239 | Provide exterior improvements and repairs to the Lost City Museum building.
25271 | JDC | 2 | CNR | CNR | CNR | Carson City | Additional Paved Parking (Bryan Building) | 709391 | Design and construct 20,500 square feet of additional AC pavement parking area at the Bryan Building. Combine with 25319 Adrianna's project.
25272 | MML | 31 | T&CULTAFFR | MUSHIST | RR_Mus | Boulder City | Advance Planning: Maintenance Facility Upgrades (Nevada State Railroad Museum, Boulder City) | 3302415 | Design through construction documents for two additional tracks, a carpentry shop, car shop, paint shop, and drop pit to the existing maintenance facility.
25274 | KEN | 1 | T&CULTAFFR | MUSHIST | LostCity | Overton | Exhibits upgrades (Lost City Museum) | 30322 | Design and install ADA interpretive signage and listening system
25277 | ALB | 8 | CNR | CNR | CNR | Elko | Advance Planning: Consolidated NDF & NDEP Headquarters Building | 3021882 | Programming through bidding for a new consolidated 8,000 square foot headquarters at the NDF Northern Region site in Elko.
25278 | PJD | 9 | NDVS | VETCEM | SNVMC | Boulder City | Chapel Seating Renovation (Southern Nevada Veterans Cemetery) | 234112 | Replace existing seating and install new fixed pews and movable chairs in the cemetery chapel.
25280 | KEN | 13 | T&CULTAFFR | MUSHIST | LostCity | Overton | Interior Building Repairs and Improvements (Lost City Museum) | 31660 | Window replacement, ADA water fountain, flooring, ADA compliance in museum offices, rewiring whole museum for better functioning phones, internet, and security system.
25282 | MML | 32 | T&CULTAFFR | MUSHIST | RR_Mus | Boulder City | Covered Storage Tracks (Nevada State Railroad Museum, Boulder City) | 6533324 | Construct 4 additional tracks at the north end of the wye track and cover all five tracks with a butler style building with roll-up doors on the south side allowing entry/exit for railroad rolling stock from the structure.
25283 | KEN | 43 | T&CULTAFFR | MUSHIST | RR_Mus | Boulder City | Bridge Infill (Nevada State Railroad Museum, Boulder City) | 487728 | Design and construct infill below existing bridge.
25284 | KEN | 14 | T&CULTAFFR | MUSHIST | RR_Mus | Boulder City | Security Fencing (Nevada State Railroad Museum, Boulder City) | 11258579 | Construct security fencing at the Nevada State Railroad Museum in Boulder City.
25288 | JKF | 3 | T&CULTAFFR | MUSHIST | RR_Mus | Boulder City | Upgrade Telephone System (Railroad Museum - Boulder City) | 270744 | Upgrade telephone system to voice over internet protocol (VOIP) at Railroad Museum in Boulder City.
25293 | PJD | 8 | T&CULTAFFR | MUSHIST | MusHist | Las Vegas | Weatherproofing Systems Renovation (Nevada State Museum, Las Vegas) | 4874285 | Renovate weather proofing systems such as painting, exterior deck waterproofing, and weatherstripping.
25294 | PJD | 13 | T&CULTAFFR | MUSHIST | MusHist | Las Vegas | Loading Dock Remodel (Nevada State Museum, Las Vegas) | 680925 | Modify existing loading dock with corrected orientation for ramp access and safety upgrades.
25295 | DDC | 9 | T&CULTAFFR | MUSHIST | RR_Mus | Ely | Fire and Intrusion Alarm System Replacement (Nevada State Railroad Museum Ely) | 194875 | This project will replace and update the fire and intrusion alarms of the museum.
25299 | CML | 18 | T&CULTAFFR | MUSHIST | MusHist | Las Vegas | HVAC Addition (Nevada State Museum, Las Vegas) | 1426096 | Add HVAC to two unfinished collections rooms within the Nevada State Museum in Las Vegas.
25302 | PJD | 26 | T&CULTAFFR | MUSHIST | RR_Mus | Ely | Storm Window Replacement (East Ely Train Depot) | 547485 | Replace the worn and ineffective storm windows in the 1907 Train Depot.
25305 | JKF | 28 | T&CULTAFFR | MUSHIST | MusHist | Las Vegas | Replace Entry Lights (Nevada State Museum, Las Vegas) | 206501 | Replace non-working and obsolete entry lighting with LED track lighting at Nevada State Museum in Las Vegas
25306 | MJM | 25 | T&CULTAFFR | MUSHIST | RR_Mus | Boulder City | Construct Lower Parking Lot (Boulder City Railroad Museum) | 716286 | Construct a paved parking lot with ADA accessibility and lighting.
25307 | MCR | 7 | DMV | DMV | DMV | Carson City | ADA Site Concrete Replacement - (Department of Motor Vehicles, Carson City) | 683811 | Replace existing damaged concrete walkways and curb cuts along the north side of the DMV building.
25308 | KEN | 36 | T&CULTAFFR | MUSHIST | RR_Mus | Boulder City | Parking Lot Photovoltaic System (Nevada State Railroad Museum, Boulder City) | 1550266 | Install parking lot Photovoltaic (PV) System and steel support structures at the Nevada State Railroad Museum in Boulder City.
25309 | MML | 38 | T&CULTAFFR | MUSHIST | RR_Mus | Boulder City | Advance Planning: Linear Park (Nevada State Railroad Museum, Boulder City) | 5651079 | This project is a continuation of 22-A007-3 Master Plan and will provide design through construction documents a linear park along the lower half of the museum campus.
25310 | KEN | 10 | T&CULTAFFR | T&CULTAFFR | T&CultAffr | Boulder City | Completion of Adventure Center (Boulder City) | 1875910 | Additional funding to allow full completion of the project scope of 23-A023 at the Adventure Center in Boulder City.
25315 | JDC | 2 | CNR | CNR | CNR | Elko County | Replacement of South Fork Dam Primary Outlet Gate and Emergency Spillway Gate. Project combined into 25313. | 2638439 | Replace worn underwater primary outlet sluice gates and inoperable emergency spillway gate. This project was combined with 25313.
25316 | JGA | 9 | DMV | DMV | DMV | Carson City | Surveillance Camera Upgrade (Department of Motor Vehicles, Carson City) | 1662635 | This project will replace surveillance camera system, servers, and viewing stations at the Department of Motor Vehicles, Carson City.
25318 | JKF | 15 | T&CULTAFFR | MUSHIST | RR_Mus | Ely | Replace Intrusion Alarm System (East Ely Railroad Depot) | 1048616 | Replace Intrusion Alarm System at the East Ely Railroad Depot.
25319 | JDC | 2 | CNR | NDEP | NDEP | Carson City | Storage Building and Parking Addition (Richard Bryan Site) | 4617366 | Construct a 3,000 square foot storage and office building and additional parking at the Richard Bryan Building site.
25320 | KEN | 33 | T&CULTAFFR | MUSHIST | RR_Mus | Boulder City | Narrow Gauge Track Extension (Nevada State Railroad Museum, Boulder City) | 2601635 | Provide narrow gauge track between the Visitor Center and the Maintenance Shed at the Nevada State Railroad Museum in Boulder City.
25321 | KEN | 34 | T&CULTAFFR | MUSHIST | RR_Mus | Boulder City | Diesel Fuel Storage and Pumping Station (Nevada State Railroad Museum, Boulder City) | 437750 | Install fuel storage tank and a pumping station for railroad locomotives.
25322 | KEN | 11 | T&CULTAFFR | MUSHIST | RR_Mus | Carson City | Site Master Plan (Nevada State Railroad Museum, Carson City) | 51780 | Develop a site master plan at Nevada State Railroad Museum in Carson City.
25323 | MML | 35 | T&CULTAFFR | MUSHIST | RR_Mus | Boulder City | Advance Planning: Railroad Pass Events Area (Nevada State Railroad Museum, Boulder City) | 2616670 | Design through construction documents for construction of a passing track, siding, passenger platform, and area for events and covered rolling stock storage.
25326 | JDC | 6 | NAA | NAA | NAA | Carson City | Water Station (Stewart Campus). Move to 23006 | 60977 | Purchase and install a frost free water fountain/bottle filler. Move to 23006
25327 | KEN | 3 | CNR | PARKS | Parks | Carson City | Advance Planning: Tahoe Region Complex (Clear Creek Youth Camp Site) | 3202431 | Design through construction documents for a Tahoe Region Complex at the Clear Creek Youth Camp site.
25331 | JKF | 3 | T&CULTAFFR | MUSHIST | MusHist | Boulder City | Install Surveillance and Intrusion Alarm System (Boulder City Railroad Museum ) | 2098876 | Install surveillance and intrusion alarm system at Railroad Museum in Boulder City.
25332 | JGA | 6 | MILITARY | NARMYNG | NArmyNG | Stead | Advanced Planning: Microgrid and Photovoltaic System (Harry Reid Training Center) | 3508745 | This project will design through permit documents a photovoltaic system, battery storage system, and microgrid connection to AASF and FMS buildings at the Harry Reid Training Center.
25336 | JDC | 30 | MILITARY | NAIRNG | NAirNG | Stead | Advance Planning: Margrave Ditch Culvert (Nevada Air National Guard) | 195732 | Design a culvert for approximately 1,000 linear feet of open ditch that is located at the Nevada Air National Guard.
25338 | DDC | 108 | NDOC | CAMPS | HCC | Winnemucca | Humboldt Conservation Camp Demolition | 4340233 | Demolish the camp infrastructure and return the property to pre-development conditions as required by the cooperative landowner agreements.
25339 | PJD | 19 | MILITARY | NAIRNG | NAirNG | Reno | Advanced Planning: Indoor Small Arms Range Facility (Nevada Air National Guard) | 1207771 | Design for an 8,000 square-foot ten lane shooting range, classroom, storage, and restroom at the Reno Nevada Air National Guard.
25340 | DDC | 109 | NDOC | CAMPS | TCC | Tonopah | Tonopah Conservation Camp Demolition | 3377076 | Demolish the camp infrastructure and return the property to pre-development conditions as required by the cooperative landowner agreements.
25341 | DDC | 110 | NDOC | CAMPS | CCC | Carlin | Carlin Conservation Camp Demolition | 4889269 | Demolish the camp infrastructure and return the property to pre-development conditions as required by the cooperative landowner agreements.
25342 | HEH | 1 | EDUCATION | EDUCATION | Education | Carson City | Office Renovation (Department of Education) | 3207221 | Provide maintenance and repairs to the Department of Education’s Fifth Street Building in Carson City
25343 | DDC | 111 | NDOC | CAMPS | ECC | Ely | Ely Conservation Camp Demolition | 4001995 | Demolish the camp infrastructure and return the property to pre-development conditions as required by the cooperative landowner agreements.
25345 | HEH | 2 | EDUCATION | EDUCATION | Education | Carson City | Remodel Conference Space (Department of Education) | 452583 | Remodel the West Annex into conference space at the Department of Education on Fifth Street in Carson City.
25346 | KEN | 9 | T&CULTAFFR | T&CULTAFFR | T&CultAffr | Carson City | Completion of Adventure Center (Carson City) | 1619412 | Additional funding to allow full completion of the project scope of 23-A023 at the Adventure Center in Carson City.
25347 | PJD | 10 | MILITARY | NARMYNG | NArmyNG | NULL | Advanced Planning for CST Ready Building (Site Unknown in Carson City) | 0 | Design a new 8,000 Square Foot Civil Support Team Facility in Carson City.
25348 | MML | 11 | MILITARY | NARMYNG | NArmyNG | Las Vegas | Advance Planning: Combined Support Maintenance Shop (Floyd Edsall Training Center) | 4316654 | Design an additional Combined Support Maintenance Shop at the Floyd Edsall Training Center.
25349 | MCR | 4 | T&CULTAFFR | MUSHIST | MusHist | Var. Locations | ADA Exhibit Design Programming Statewide | 379558 | This project will provide a programing document for future ADA accessible exhibit designs for all museums .
25351 | JDC | 16 | MILITARY | NARMYNG | NArmyNG | Stead | Taxiway Delta Repaving (Army Aviation Support Facility) | 7860113 | Repave Taxiway Delta to comply with FAA regulations.
25352 | PJD | 17 | MILITARY | NARMYNG | NArmyNG | Fallon | Interior Renovation (Fallon Readiness Center) | 6094948 | Renovation of National Guard Armory Building with new interior finishes, interior upgrades, and new HVAC equipment.
25354 | MJM | 18 | MILITARY | NARMYNG | NArmyNG | Fallon | Pavement Maintenance and Site Improvements (Fallon Readiness Center) | 1924364 | Perform maintenance on the existing pavements, construct drainage improvements, and replace fencing.
25355 | JDC | 18 | MILITARY | NARMYNG | NArmyNG | Las Vegas | Anthony Cometa Complex Half Street Improvements | 361294 | Develop the native land to meet the half street improvements required by the county.
25358 | MNB | 20 | MILITARY | NARMYNG | NArmyNG | Stead | Field Maintenance Shop 2 Wash Bay Addition (Harry Reid Training Center) | 3270824 | This project will design and construct an enclosed wash bay to the east side of the existing FMS2 facility.
25359 | DDC | 17 | T&CULTAFFR | MUSHIST | RR_Mus | Carson City | Fire Alarm System Replacement (Nevada State Railroad Museum - Carson City) | 481374 | This project will replace the current fire alarm system at the Nevada State Railroad Museum in Carson City.
25363 | MNB | 21 | MILITARY | NARMYNG | NArmyNG | Reno | Site Improvements (Camp Washoe) | 2631469 | This project will design and construct required site improvements for Camp Washoe.
25364 | MML | 18 | MILITARY | NARMYNG | NArmyNG | NULL | Advance Planning: LAASF Hangar Design | 7540970 | This Project is to design an avaiation support facility for our UH-72 unit in the Las Vegas Area
25366 | PJD | 22 | MILITARY | NARMYNG | NArmyNG | Reno | Interior Renovation (Plumb Lane Readiness Center) | 2741656 | Renovate interior of main building, and gym/garage, including remodeled restrooms, new doors, and updated plumbing.
25367 | MJM | 22 | MILITARY | NARMYNG | NArmyNG | Reno | Pavement Maintenance and Rehabilitation (Plumb Lane Readiness Center) | 305421 | Perform pavement maintenance on the interior pavement and rehabilitate the exterior pavement at the Plumb Lane Readiness Center.
25368 | TJD | 93 | NDOC | CORRECTIONAL | NNCC | Carson City | Install Second Water Main Entrance (Northern Nevada Correctional Center) | 1229405 | Provide a second water main service to the Northern Nevada Correctional Center in Carson City.
25369 | MNB | 23 | MILITARY | NARMYNG | NArmyNG | Stead | Window Replacement (Washoe County Armory) | 464339 | This project will design and construct the replacement of the existing window systems.
25371 | MML | 24 | MILITARY | NARMYNG | NArmyNG | Las Vegas | FMS 1 Storage Building (Floyd Edsall Training Center) | 1781924 | Construct a storage building to serve the Field Maintenance Shop at Floyd Edsall Training Center.
25372 | JKF | 29 | MILITARY | NARMYNG | NArmyNG | Las Vegas | Upgrade Interior Lighting (Clark County Armory) | 1602772 | Upgrade interior lighting, lighting controls and HVAC sequence of operations at Clark County Armory in North Las Vegas.
25373 | HEH | 34 | MILITARY | NARMYNG | NArmyNG | Las Vegas | Maintenance Work Bay (Speedway Readiness Center) | 1867792 | Design and construct a covered maintenance bay and support spaces at the Speedway Readiness Center in Las Vegas.
25375 | SAC | 36 | MILITARY | NARMYNG | NArmyNG | Carlin | RV Parking Pads (Battle Born Youth Challenge Academy) | 807314 | Construct RV Parking Pads with electrical and plumbing connections for staff housing.
25376 | HEH | 37 | MILITARY | NARMYNG | NArmyNG | Las Vegas | Starbase Classrooms (Clark County Armory) | 2621901 | Renovation to build two Starbase classrooms at the Clark County Armory in North Las Vegas.
25377 | JKF | 13 | MILITARY | NARMYNG | NArmyNG | Las Vegas | Install Electrical Vehicle Charging Stations (Field Maintenance Shop 7) | 854654 | Install electrical vehicle charging stations at Field Maintenance Shop 7 in Las Vegas.
25378 | JDC | 45 | MILITARY | NARMYNG | NArmyNG | Las Vegas | Drainage Repair (Combined Support Maintenance Shop 2) | 356172 | Correct the drainage issues at the Combined Support Maintenance Shop 2 to prevent building flooding.
25379 | SAC | 38 | MILITARY | NARMYNG | NArmyNG | Las Vegas | Main Gate Relocation (Anthony Cometa Complex) | 3146185 | Relocate the gate entrance from Silverado Ranch Blvd. to Arville St. and build a new guard house.
25380 | JGA | 12 | MILITARY | NARMYNG | NArmyNG | Carson City | PV Connected Battery Storage System and Generator (United States Property and Fiscal Office) | 2198041 | Construct a PV connected battery storage system at the United States Property and Fiscal Office (USPFO) in Carson City.
25381 | SAC | 41 | MILITARY | NARMYNG | NArmyNG | Carlin | Athletic Field (Battle Born Youth Challenge Academy) | 6494892 | Build a multipurpose athletic field for Battle Born Youth Challenge Academy.
25382 | SAC | 44 | MILITARY | NARMYNG | NArmyNG | Carlin | Repelling and Rock Climbing Wall (Battle Born Youth Challenge Academy) | 1759362 | Construct a repelling wall for youth activities.
25383 | BBM | 22 | NSHE | WNC | WNC | Fallon | Sage Building HVAC Replacement and Retrofit (WNC Fallon) | 551084 | Replace the failing HVAC system in the Sage building at Fallon campus.
25384 | KEN | 0 | NSHE | CSN | CSN | Las Vegas | North Las Vegas Main Building East Wing Seismic Retrofit (College of Southern Nevada) | 9300987 | Design and construct a seismic retrofit and column retrofit within the Cheyenne Campus main building east wing.
25385 | KEN | 8 | NSHE | CSN | CSN | NULL | Center for Excellence in Public Safety EVOC Course (Northwest Campus, College of Southern Nevada) | 155445655 | This is a continuation of 24-A008 and will construct a new CSN campus in the northwest area of Las Vegas.
25389 | JMS | 14 | NSHE | NSU | NSU | Henderson | Advanced Planning: STEAM (Science, Technology, Engineering, Arts and Math) Academic Building | 7110937 | Design through construction documents for a new academic building on the Nevada State College campus.
25390 | JMS | 18 | NSHE | NSU | NSU | Henderson | Water Infrastructure (Nevada State University) | 10970495 | Nevada State University is requesting funds for the planning and construction of a new utility facility.
25391 | SAC | 22 | NSHE | NSU | NSU | Henderson | Student Wellness Center | 14665050 | Nevada State University is requesting $15,200,000 in funds for the planning of the new wellness center
25393 | HEH | 18 | NSHE | UNLV | UNLV | Las Vegas | Advance Planning: Education Building (UNLV) | 12173252 | Programming through construction documents for a new Education Building at UNLV
25396 | HEH | 19 | NSHE | NSHE | NSHE | Las Vegas | Advance Planning: Fine Arts Building (UNLV) | 0 | Design through construction documents for a 100,000 square-foot Fine Arts Building on the campus of the University of Nevada, Las Vegas (UNLV).
25401 | BBM | 24 | NSHE | WNC | WNC | Carson City | Boiler Replacement (Western Nevada College) | 1678711 | Replacement of boilers for Bristlecone and Bently Hall for the WNC campus located in Carson City.
25402 | KEN | 17 | NSHE | GBC | GBC | Elko | Berg Hall Renovation (Great Basin College) | 6376314 | This project will renovate Berg Hall at the Great Basing College Elko Campus.
25403 | BBM | 10 | NSHE | GBC | GBC | Elko | HVAC Replacement (Great Basin College) | 2143753 | Replacement of rooftop HVAC equipment for McMullen Hall and Lundberg Hall on the GBC campus located in Elko.
25404 | MJM | 21 | NSHE | GBC | GBC | Elko | Parking Lot and Walkway Repairs and Maintenance (Great Basin College) | 2505817 | Perform maintenance on parking lots and replace walkways at Elko GBC campus, to include necessary ADA upgrades.
25407 | DDC | 12 | NSHE | DRI | DRI | Var. Locations | Fire Sprinkler Installation, Desert Research Institute Various Buildings | 2051282 | This project will install fire sprinkler systems at seven Desert Research Institute facilities located in Boulder City, Reno, and Stead.
25408 | MNB | 3 | NSHE | NSHE | NSHE | Reno | Advance Planning Science Commons and Research Experience Center (TMCC-DRI-NSU) | 5060330 | Design for a joint NSU, TMCC and DRI building to be located on the DRI Campus.
25409 | ALB | 8 | NSHE | TMCC | TMCC | Reno | EastView Building Construction (TMCC) | 63174671 | Construction documents through construction for a 2-story training facility to be located at the east end of the TMCC Dandini campus.
25413 | BBM | 11 | NSHE | UNR | UNR | Reno | Main Campus North HVAC, Chiller and Infrastructure Upgrades (UNR) | 8953329 | Upgrade the north campus chilled water system and related infrastructure, which provides cooling to multiple buildings.
25418 | BBM | 2 | NSHE | WNC | WNC | Carson City | Entry/Café Remodel (Western Nevada College) | 1882050 | Remodel the entry and café for the culinary building in the Aspen Building at the WNC campus located in Carson City.
25421 | ALB | 15 | NSHE | WNC | WNC | Carson City | Jack C. Davis Observatory Renovation (WNC) | 1133601 | Renovation of the Jack C. Davis Observatory.
25422 | MCR | 1 | ADMIN | SPWD | B&G | Carson City | ADA Accessible Lift Replacement Laxalt Building |  | Replace damaged ADA lift and structure with a new ADA lift and structure
25423 | ALB | 4 | T&CULTAFFR | MUSHIST | MusHist | Carson City | Natural History Exhibit (Nevada State Museum) | 2157773 | Construction of a 1,530 square foot natural history exhibit.
25426 | BBM | 30 | ADMIN | SPWD | SPWD | NULL | McCarran Center HVAC Replacement | 0 | HVAC Replacement
25430 | MNB | 1 | NAA | NAA | NAA | Carson City | Renovations of Collections Storage, Building 19 (Stewart Facility) | 2879744 | This project is a continuation of 19-C16 and will construct a renovation of Building 19 at the Stewart Facility to serve as a collection's storage building for the Stewart Indian School Cultural Center and Museum.
25434 | JMS | 4 | NAA | NAA | NAA | Carson City | Entrance Monument (Stewart Facility) | 636502 | Design and construct a monument at the entrance to the Stewart facility.
25436 | JMS | 76 | DHS | PBH | SNAMHS | Las Vegas | Advance Planning: Southern Nevada Outpatient and Administrative Building (DHHS) | 7043588 | Design through construction documents for a outpatient and administrative facility on the Health and Human Services campus in Las Vegas.
25437 | DDC | 0 | ADMIN | SPWD | B&G | Carson City | Fire Alarm System Replacement (Dept. of Education) | 247406 | This project will replace the existing fire alarm system in the Education and Modular Office West buildings.
25439 | BJW | 5 | MILITARY | NARMYNG | NArmyNG | NULL | Statewide Match (Nevada Army National Guard) | 0 | State match to secure federal funds on upcoming projects not yet identified.
25451 | MJM | 0 | ADMIN | SPWD | B&G | Carson City | Pavement Preservation (Stewart Street Parking Lot) | 75975 | Perform preventative maintenance on the pavement at the Stewart Street Parking Lot.
25454 | TJD | 1 | ADMIN | SPWD | B&G | Carson City | Furniture, Fixtures & Equipment for the Administration Building (Carson City) | 7429055 | Furniture, fixtures, & equipment funds for the Administration Building in the Carson City Capitol Complex.
25455 | MML | 117 | NDOC | TRANSITIONAL | CGTH | Las Vegas | Shower Completion | 2005080 | This is a continuation of 23-A030 and will complete the showers at CGTH
25465 | KEN | 5 | T&CULTAFFR | MUSHIST | LostCity | Overton | Advance Planning: Repairs and Upgrades (Lost City Museum) | 3000652 | Design of comprehensive upgrades and repairs to the Lost City Museum
25474 | JGA | 10 | ADMIN | LIBARCH | LibArch | Carson City | Replace Emergency Generator (Nevada State Library and Archives) | 1908414 | Replace emergency generator and automatic transfer switch at the Nevada State Library and Archives.
25475 | JGA | 8 | ADMIN | SPWD | B&G | Carson City | Replace Emergency Generator (Supreme Court Building) | 1933201 | Replace emergency generator and Automatic Transfer Switch (ATS) at the Supreme Court Building.
25483 | BJW | 0 | DHS | DHS | DHS | NULL | Emergent Maintenance Health and Human Services | 627343 | Will address unforeseen or previously unplanned maintenance at Department of Health and Human Services facilities.
25484 | BJW | 0 | ADMIN | SPWD | B&G | NULL | Emergent Maintenance Department of Administration | 570312 | Will address unforeseen or previously unplanned maintenance needs at Department of Administration facilities.
25485 | BJW | 0 | ADMIN | SPWD | B&G | NULL | Emergent Maintenance (Department of Administration- Highway) | 114062 | Will address unforeseen or previously unplanned maintenance needs at Department of Administration Highway funded facilities.
25502h | MCR | 502 | (No Dept) | (No Div) | NULL | NULL | Statewide ADA Projects (Highway Funded) | 0 | Provide access as required by Title II of the Americans with Disabilities Act.
25507h | BJW | 507 | (No Dept) | (No Div) | NULL | NULL | Statewide Elevator Program (Highway Funded) | 0 | Repair, upgrade, or replace elevators throughout the State.
25510 | BJW | 510 | ADMIN | SPWD | SPWD | NULL | Statewide Building Move Program | 1757683 | Provide support for state agencies moving into leased or owned State office space.
25525 | MCR | 0 | ADMIN | SPWD | B&G | Carson City | Restroom Remodel, Building 17 (Stewart Facility) | 643778 | Remodel four restrooms in Building 17 at the Stewart Facility.
25999 | NULL | 0 | DHS | CFS | SNCAS | Las Vegas | Window Replacements, DCFS (Southern Nevada Child and Adolescent Services) | 10032104 | Replace windows in nine buildings at SNCAS.
7045 | DDC | 12 | T&CULTAFFR | MUSHIST | LostCity | Overton | Fire Sprinkler and Alarm System Installation (Lost City Museum) | 1864687 | This project will install fire sprinklers and upgrade fire and security alarm systems.
7046 | DDC | 77 | DHS | PBH | NNAMHS | Sparks | Building 10 Demolition (Northern Nevada Adult Mental Health Services) | 1559997 | This project will demolish building 10 at the NNAMHS campus and include limited site restoration.
7057 | MJM | 121 | DHS | ADSD | DRC | Las Vegas | Parking Lot Expansion (Desert Regional Center) | 644800 | Construct additional parking for building 1300 at the Desert Regional Center.
7060 | HEH | 56 | DHS | ADSD | DRC | Las Vegas | Storage/Maintenance Building (Desert Regional Center) | 5603937 | Construct a central storage and maintenance building with work yard at the DRC in Las Vegas.
7065 | ALB | 37 | T&CULTAFFR | MUSHIST | RR_Mus | Carson City | Advance Planning: Jacobsen Interpretive Center Addition (Nevada State Railroad Museum, Carson City) | 1554603 | Programming and design through construction documents for a 13,240 square foot classroom, interpretive and administrative offices addition at the Jacobsen Interpretive Center.
7066 | ALB | 27 | T&CULTAFFR | MUSHIST | RR_Mus | Carson City | Replace Exterior Doors and Openers (Nevada State Railroad Museum, Carson City) | 2669105 | This project will replace the exterior man doors and overhead doors with mechanical controls at the Annex, Annex Addition and Restoration Shop.
7067 | JGA | 16 | T&CULTAFFR | MUSHIST | RR_Mus | Carson City | Security Systems, Site Lighting, and Network Upgrade (Nevada State Railroad Museum, Carson City) | 3747829 | Install access control system, security camera system, and site lighting at the Nevada State Railroad Museum in Carson City.
7072 | MJM | 68 | DHS | CFS | NNCAS | Reno | Parking Lot Expansion (Northern Nevada Child and Adolescent Services) | 335140 | Expand the lower parking lot at Northern Nevada Child and Adolescent services.
7074 | TJD | 0 | NDOC | CORRECTIONAL | SDCC | Indian Springs | Upgrade Wastewater Treatment Headworks (Southern Desert Correctional Center) | 22622 | Construct a second sewage headworks parallel to the existing headworks, including a second grinder/auger and associated equipment.
7084 | MCR | 98 | NDOC | CORRECTIONAL | ESP | Ely | Replace Concrete (Ely State Prison) | 2004669 | Replace existing concrete sidewalks at the Ely State Prison.
7090C | TJD | 112 | NDOC | CORRECTIONAL | SDCC | Indian Springs | Upgrade Water Supply System (Southern Desert Correctional Center) | 5027015 | Construct a redundant water main at between Tanks 1, 2, 3 & 4.
7102 | MML | 72 | NDOC | CORRECTIONAL | HDSP | Indian Springs | Infirmary/Intake Building Finishes and Surveillance Replacement (High Desert State Prison) | 2904173 | Replace finishes and surveillance system at the Infirmary and suicide watch room.
7104 | MML | 52 | NDOC | CORRECTIONAL | HDSP | Indian Springs | Advanced Planning of Shower Rehabilitation Housing Units 1 to 8 (HDSP) | 28217092 | Design and construct replacement shower units and fixtures at Housing Units 1-8 and in the Infirmary.
7109 | IHK | 13 | CNR | PARKS | Parks | Silver Springs | Comfort Station Upgrade (Fort Churchill State Park) | 3688274 | Construct comfort stations at Fort Churchill State Park.
7110 | AJL | 116 | NDOC | CORRECTIONAL | WSCC | Carson City | Roofing, Housing Unit 2, (WSCC) | 927558 | This project will replace the existing single ply roofing system.
7119 | DDC | 20 | DHS | CFS | SNCAS | Las Vegas | Fire Alarm System Replacement Campus Wide (Southern Nevada Child & Adolescent Services SNCAS) | 1622099 | This project will replace the existing fire alarm systems campus wide and install a central reporting station at building 17.
7123 | JDC | 146 | DHS | CFS | SNCAS | Las Vegas | Perimeter Security Fence (Southern Nevada Child Adolescent Services) | 1261393 | Construct a perimeter security fence around Buildings 11, 12, 13, and 14 at the Southern Nevada Child and Adolescent Services campus.
7124 | PJD | 32 | NDOC | CORRECTIONAL | LCC | Lovelock | Remodel Shower Enclosures (Lovelock Correctional Center) | 8930393 | Remodel showers with new stainless steel shower enclosures, ventilation, lighting, and water controls in all housing units at Lovelock Correctional Center.
7128 | PJD | 23 | CNR | PARKS | Parks | Laughlin | Maintenance Building (Big Bend State Park, Laughlin, Nv.) | 2479018 | Design and construct a 2,500 square-foot maintenance building for vehicle storage and repair.
7129 | KEN | 24 | CNR | PARKS | Parks | Overton | Vehicle and Material Storage Building (Valley of Fire State Park) | 1849236 | Design and construct a 3,000 square-foot vehicle and material storage building.
7131a | IHK | 25 | CNR | PARKS | Parks | Fallon | Vehicle and Material Storage Building (Lahontan State Recreation Area) | 2975358 | Design and construct a 4,500 square-foot vehicle and material storage building at Lahontan State Recreation Area in Fallon.
7132a | PJD | 26 | CNR | PARKS | Parks | Elko | Maintenance Building (Wildhorse State Recreation Area, Elko County, Nv.) | 2479682 | Design and construct a 2,500 square-foot maintenance building for vehicle storage and repair.
7135 | MML | 27 | CNR | PARKS | Parks | Panaca | Material and Equipment Storage Building (Spring Valley State Park) | 1169429 | Design and construct a 1,600 square-foot material and equipment storage building.
7136 | JKF | 38 | CNR | PARKS | Parks | Laughlin | Install Shoreline Power and Lighting (Big Bend State Park) | 1197988 | Install shoreline power, area lighting and restroom lighting at Big Bend State Park.
7139 | MJM | 40 | CNR | PARKS | Parks | Panaca | Construct Bus Parking (Cathedral Gorge State Park) | 617062 | Construct a bus parking area next to the existing visitors center parking lot.
7141 | JGA | 36 | NDOC | CORRECTIONAL | WSCC | Carson City | Install Surveillance Camera System (Warm Springs Correctional Center) | 2354660 | Replace and augment existing cameras, workstations and digital storage at the Warm Springs Correctional Center.
7143a | MJM | 0 | NDOC | CORRECTIONAL | WSCC | Carson City | Pavement Maintenance (Warm Springs Correctional Center) | 138252 | Perform maintenance and repairs to existing pavement.
7151 | HAP | 60 | CNR | PARKS | Parks | Laughlin | Replace roofing on Comfort Stations 1 and 2 (Big Bend State Park) | 42820 | This project will design and replace the roofing system on the Comfort station 1 & 2 at Big Bend State Park.
7155 | MNB | 89 | NDOC | CORRECTIONAL | NNCC | Carson City | Replace Housing Units 4, 5, & 6 Exterior Windows (Northern Nevada Correctional Center) | 9556665 | Replace exterior windows at Housing Units 4, 5, and 6 at the Northern Nevada Correctional Center.
7163 | MML | 0 | NDOC | CORRECTIONAL | HDSP | Indian Springs | Install Perimeter Shaker Fence (High Desert State Prison) | 7112784 | Design and construct a perimeter intruder detection system, including associated infrastructure and security electronics.
7167 | TJD | 57 | NDOC | CORRECTIONAL | LCC | Lovelock | Install Water Tank Bypass Valves & Water Meter (Lovelock Correctional Center) | 810326 | Install a water tank bypass line and water meter for the water tank at Lovelock Correctional Center.
7170 | MJM | 0 | NDOC | CAMPS | JCC | Jean | Pavement Maintenance (Jean Conservation Camp) | 506725 | Patch, crack seal and seal the pavement at Jean Conservation Camp.
7181 | MML | 0 | NDOC | NDOC | NDOC | Var. Locations | Exterior Wall Insulation (Various Facilities) | 10495570 | Add exterior wall insulation at multiple Nevada Department of Corrections facilities.
7196 | GCE | 0 | NDOC | CORRECTIONAL | HDSP | Indian Springs | Plumbing Renovation - Laundry Room (High Desert State Prison) | 1635630 | This project will modify the plumbing system in the laundry mechanical room at the High Desert State Prison.
7209 | ALB | 0 | ADMIN | SPWD | B&G | Carson City | Interior Finishes (State Capitol) | 1770172 | Paint the interior ceiling and re-seal the interior windows at the Capitol Building.
7239A | ALB | 24 | ADMIN | SPWD | SPWD | Carson City | Seismic Retrofit and Remodel (Old State Armory Building) | 15377898 | This project is a continuation of project 23-P07 and will remodel of the Old State Armory building.
7250 | KEN | 42 | T&CULTAFFR | MUSHIST | RR_Mus | Boulder City | Extend Display Pavilion (Nevada State Railroad Museum, Boulder City) | 2484066 | Extend display pavilion and concrete walkway.
7255 | BBM | 0 | NDOC | CORRECTIONAL | ESP | Wells | Fire Sprinkler Installation (Wells Conservation Camp) | 1839209 | Fire sprinklers installation in the Housing unit, maintenance, and NDF facilities.
7259 | JWR | 0 | NDOC | CORRECTIONAL | LCC | Lovelock | Warehouse Expansion (Lovelock Correctional Center) | 7805229 | The design and construction of a 5,400 square-foot addition to the existing warehouse including refrigeration and freezer storage.
7274 | TJD | 0 | NDOC | CORRECTIONAL | SDCC | Indian Springs | Replace Liner and Enlarge Wastewater Ponds 1 & 2 (Southern Desert Correctional Center) | 49909 | Replace the liners in Wastewater Ponds 1 & 2, enlarge the ponds, and construct new headworks at the Southern Desert Correctional Center.
7277 | BBM | 0 | NDOC | CAMPS | ECC | Ely | Fire Sprinkler Installation (Ely Conservation Camp) | 1868655 | Installation of fire pump and fire sprinkler systems throughout the facility.
7279a | NULL | 0 | NDOC | CORRECTIONAL | ESP | Ely | Advance Planning, Pavement Maintenance and Drainage Repairs (Ely State Prison) | 390285 | Design through Construction Documents for drainage improvements, and repairs to the parking lots and perimeter road.
7283 | GCE | 20 | NDOC | CORRECTIONAL | FMWCC | Las Vegas | Domestic Water System Renovation Housing Unit 1-5 (Florence McClure Women's Correctional Center) | 2072171 | This project will replace domestic water plumbing piping and tanks at the Florence McClure Women's Correctional Center.
7285 | MML | 0 | NDOC | CORRECTIONAL | FMWCC | Las Vegas | Warehouse, Refrigeration & Maintenance Building (Florence McClure Women's Correctional Center) | 10680141 | Construct a 25,000 square-foot warehouse, refrigeration & maintenance building.
7287 | MML | 64 | NDOC | CORRECTIONAL | SDCC | Indian Springs | Gymnasium Flooring Replacement (Southern Desert Correctional Center) | 1480841 | Replacement of damaged wood gymnasium flooring, base molding and damaged bleachers.
7289a | MML | 65 | NDOC | CORRECTIONAL | SDCC | Indian Springs | Advance Planning: Gun Post (Southern Desert Correctional Center) | 3221718 | Construct a gun post to correct sightlines adjacent to the gymnasium, education, and culinary buildings.
7291 | MML | 67 | NDOC | CORRECTIONAL | SDCC | Indian Springs | Replace Security Glazing (Southern Desert Correctional Center) | 2747592 | Replace security glazing at the central control room of housing units 1,5,6,&7 and at gatehouse.
7292 | MJM | 0 | NDOC | CORRECTIONAL | SDCC | Indian Springs | Complete and Re-align Perimeter Road (Southern Desert Correctional Center) | 1673050 | Complete the perimeter road, re-align a portion of the existing road and perform maintenance on the remainder of the existing road.
7297 | BJB | 0 | NDOC | CORRECTIONAL | WSCC | Carson City | Housing Units 1 and 2 Restroom Remodel and Fixture Replacement (Warm Springs Correctional Center) | 4823657 | Remodel existing restroom and shower areas and replace plumbing fixtures, including water control system replacement for plumbing fixtures at the Warm Springs Correctional Center.
7304 | JWR | 0 | NDOC | CORRECTIONAL | NNCC | Carson City | Tower 3 Sally Port and Office (Northern Nevada Correctional Center) | 1698524 | Upgrade the existing sally port at tower 3 and create a new sally port at unit 7A intake with a control station/office.
7309 | JWR | 0 | NDOC | CORRECTIONAL | NNCC | Carson City | Insulate Exterior Walls on Units 1 - 5 and 10 (Northern Nevada Correctional Center) | 1897152 | Insulate exterior walls on Housing Units 1 - 5 and Housing Unit 10.
7313 | MJM | 200 | NDOC | CORRECTIONAL | NNCC | Carson City | Access and Perimeter Road Upgrades (Northern Nevada Correctional Center) | 1536997 | Widen the North perimeter road, and perform pavement maintenance on both the access road and perimeter road.
7315 | AJL | 200 | NDOC | NDOC | NDOC | Carson City | Roof replacement, Culinary and Dining Room Building (Northern Nevada Correctional Center). | 457264 | This project will design and replace the roofing system on the Culinary / Dining Room Building at Northern Nevada Correctional Center.
7331 | MJM | 41 | T&CULTAFFR | MUSHIST | RR_Mus | Boulder City | Construct Lower Parking Lot (Nevada State Railroad Museum, Boulder City) | 716286 | Construct a paved parking lot with ADA accessibility and lighting.
7349 | TJD | 4 | DHS | PBH | NNAMHS | Sparks | Advance Planning: Replace Campus Water and Sanitary Sewer Mains and Laterals (NNAMHS Campus) | 1697305 | Advance planning to replace the water mains and sanitary sewer mains and laterals at Northern Nevada Adult Mental Health Services in Sparks.
7350 | JGA | 32 | DHS | PBH | NNAMHS | Sparks | Advance Planning: Replace Campus Electrical, Communications, Sewer & Water Distribution (NNAMHS) | 3098020 | Design to replace the electrical, communications, water and sanitary sewer infrastructure at Northern Nevada Adult Mental Health Services in Sparks.
7360 | HAP | 3 | DHS | PBH | NNAMHS | Sparks | Elevator Addition Building 1 (Northern Nevada Adult Mental Health) | 3333293 | Install a traction elevator and hoist way at Northern Nevada Adult Mental Health Services Building No 1.
7365 | HEH | 50 | DHS | PBH | NNAMHS | Sparks | Update Window Assembly, Building 1 (Northern Nevada Adult Mental Health Services) | 6999716 | Repair the original historic metal windows and update glazing system at NNAMHS Building 1 in Sparks.
7382 | MJM | 5 | DHS | PBH | NNAMHS | Sparks | Construct North Street Parking Lot (Northern Nevada Adult Mental Health) | 1055831 | Construct a paved parking lot on the south side of North Street on the Northern Nevada Adult Mental Health Campus.
7383 | HEH | 20 | DHS | PBH | NNAMHS | Sparks | Advance Planning: Building 3 Renovation & Building 4 Demolition (NNAMHS) | 3026368 | Building 3 seismic analysis and renovation, and the demolition of Building 4 at NNAMHS.
7393 | MJM | 0 | DHS | PBH | SNAMHS | Las Vegas | Transverse Drive Rehabilitation (Southern Nevada Adult Mental Health Services) | 1500491 | Replace existing roadway, construct sidewalks and repair existing lighting.
7410 | TJD | 25 | ADMIN | SPWD | B&G | Carson City | Advance Planning: Drainage Improvements (Stewart Facility) | 703920 | Design through construction documents to improve campus drainage facilities.
7434 | JKF | 9 | T&CULTAFFR | MUSHIST | LostCity | Overton | Upgrade Exterior Lighting (Lost City Museum) | 945556 | Upgrade site and building mounted exterior lighting at the Lost City Museum in Overton
7440 | NULL | 0 | DHS | PBH | SNAMHS | Las Vegas | Construct Office Space (Rawson-Neal Psychiatric Hospital) | 2200038 | Enclose an existing covered walkway and remodel it as office space for the Rawson-Neal Psychiatric Hospital.
7448 | JMS | 66 | DHS | PBH | SNAMHS | Las Vegas | Building 1 Window and Door Replacement (Southern Nevada Adult and Mental Health Services) | 2534072 | Replace windows and doors at Building 1 at the Southern Nevada Adult Mental Health Services campus.
7449 | JMS | 67 | DHS | PBH | SNAMHS | Las Vegas | Door Replacement, Buildings 2 and 6 (SNAMHS) | 794840 | Replace doors at Building 2 and 6 at the Southern Nevada Adult Mental Health Services campus.
7451 | JSP | 0 | DHS | PBH | SNAMHS | Las Vegas | Building 3a and Building 6 Remodel and Window and Doors Replacement (Southern Nevada Adult Mental Health Services) | 3456073 | Remodel Building 3a to be offices and replace windows and doors at Building 6 at the Southern Nevada Adult Mental Health Services campus.
7452 | DDC | 139 | DHS | PBH | SNAMHS | Las Vegas | Fire Sprinkler and Alarm System Installation, Buildings 1 & 6 (Southern Nevada Adult Mental Health Services) | 2200855 | This project will install fire sprinkler and alarm systems in the Warehouse and Administration buildings.
7453 | JMS | 61 | DHS | PBH | SNAMHS | Las Vegas | Storage/Maintenance Building (Southern Nevada Adult Mental Health Services) | 9647162 | Construct a new storage and maintenance building with an enclosed yard to serve the Southern Nevada Adult Mental Health Services campus.
7455 | IHK | 19 | T&CULTAFFR | MUSHIST | MusHist | Ely | Energy Upgrades (Nevada State Railroad Museum, Ely) | 2577655 | Exterior envelope improvements and heating system replacement at the Nevada State Railroad Museum in Ely.
7456 | DDC | 0 | T&CULTAFFR | MUSHIST | MusHist | Ely | Fire Sprinkler Installation (Ely Railroad Museum) | 1043172 | Install fire sprinkler system in the freight barn building that houses maintenance shops, storage of exhibits and used for public events.
7463 | MML | 68 | NDOC | CORRECTIONAL | SDCC | Indian Springs | Armory Replacement (Southern Desert Correctional Center) | 4298575 | Design and construct a new armory at the Southern Desert Correctional Center.
7464 | MJM | 0 | NDOC | CAMPS | TLVCC | Indian Springs | Pave Staff Parking Lot (Three Lakes Valley Conservation Camp) | 479520 | Construct a paved parking area for transport van and employee parking.
7465 | HEH | 47 | NDOC | CORRECTIONAL | SDCC | Indian Springs | Housing Units 1-7 Shower, Toilet, and Sink Replacement (Southern Desert Correctional Center) | 29112328 | Renovate shower rooms and replace toilet and sink in cells at Housing Units 1-7 at SDCC in Indian Springs.
7473 | HAP | 140 | DHS | CFS | SVYC | Las Vegas | Roof replacement, Housing Units 1 & 2, and Administration Building (Summit View Youth Center) | 1104454 | This project will design and replace the roofing systems on Housing Units 1 & 2, and Administration Building at the Summit View Youth Center, Las Vegas.
7487 | JDC | 1 | POST | POST | POST | Carson City | Advance Planning: Northern Nevada Emergency Vehicle Operations Course (POST) | 1000158 | Design through construction documents for an emergency vehicle operations course, classroom, and office building for the Commission on Peace Officer Standards and Training.
7511 | TJD | 47 | DHS | CFS | NYTC | Elko | Upgrade Domestic Water and Sanitary Sewer Systems (Nevada Youth Training Center) | 9431986 | Replace the existing irrigation, domestic water, and sanitary sewer systems sitewide.
7528 | JDC | 7 | CNR | FORESTRY | Forestry | Ely | Construct Vehicle and Equipment Parking Area (Ely NDF Industrial Shop Building) | 1689408 | Construct a vehicle equipment parking area in front of the shop and administration buildings at the Nevada Division of Forestry, Ely, NV.
7529 | PJD | 4 | CNR | FORESTRY | Forestry | Ely | Forestry Office and Industrial Shop | 5435887 | Design and construction of a 5,000 square foot office and industrial vehicle shop in Ely.
7533 | MJM | 10 | CNR | FORESTRY | Forestry | Las Vegas | Parking and Access Road (Las Vegas Nursery) | 1156903 | Pave existing dirt access road and parking lot.
7534 | MCR | 0 | CNR | FORESTRY | Forestry | Elko | ADA Accessible Route Elko Arboretum (Nevada Division of Forestry Elko Office) | 282047 | Design and construct walkway at the Elko NDF Office Arboretum.
7552 | MCR | 0 | CNR | FORESTRY | Forestry | Carson City | ADA Upgrades NDF Office (Stewart Conservation Camp) | 172029 | Remodel unisex restroom and shower for ADA compliance.
7553 | MCR | 0 | CNR | FORESTRY | Forestry | Winnemucca | ADA Upgrades NDF Office (Humboldt Conservation Camp) | 396574 | Add new unisex restroom with shower for ADA compliance and add shower to existing unisex restroom.
7554 | MCR | 0 | CNR | FORESTRY | Forestry | Carlin | ADA Upgrades NDF Office (Carlin Conservation Camp) | 359255 | Add unisex restroom with shower for ADA compliance and add shower to existing unisex restroom.
7555 | MCR | 0 | CNR | FORESTRY | Forestry | Ely | ADA Upgrades NDF Office (Ely Conservation Camp) | 326555 | Remodel unisex restroom for ADA compliance.
7571 | ALB | 21 | CNR | FORESTRY | Forestry | New Washoe City | Emergency Fire Apparatus and Wash Bay (Western Region Headquarters) | 8114273 | Construction of an Emergency Fire Apparatus and Wash Bay building at the Division of Forestry headquarters site.
7577 | MCR | 0 | CNR | FORESTRY | Forestry | Wells | ADA Upgrades NDF Office (Wells Conservation Camp) | 400598 | Remodel unisex restroom and add shower for ADA compliance.
7606 | ALB | 3 | WILDLIFE | WILDLIFE | Wildlife | Yerington | Office and Heavy Equipment Storage Shed (Mason Valley Hatchery) | 6039863 | Construct a 5,800 square-foot Office and Heavy Equipment Storage Shed for Department of Wildlife and Mason Valley Wildlife Management Area staff.
7607 | PJD | 4 | WILDLIFE | WILDLIFE | Wildlife | Ely | Wildlife Office and Lab Addition (Ely Field Office) | 3134163 | Design and construction of 1,500 square-foot office and lab addition, office building upgrades, and parking.
7621 | HAP | 2 | NDVS | VETCEM | SNVMC | Boulder City | Replace roof, Chapel building (Southern Nevada Veteran's Memorial Cemetery) | 310371 | This project will design and replace the roofing systems on the Chapel building at the Southern Nevada Veteran's Memorial Cemetery, Boulder City.
7637 | KEN | 0 | ADMIN | FLEET SERVICES | Fleet Services | Las Vegas | Southern Nevada Fleet Services Maintenance Building (Grant Sawyer Site) | 12315056 | This project is the continuation of 17-P04 and will construct a 6,150 square-foot Fleet Services Division maintenance facility.
7644 | ALB | 8 | NDVS | VETCEM | NNVMC | Fernley | Maintenance and Welding Shop (Northern Nevada Veterans Memorial Cemetery) | 5501139 | This project will construct a 4,500 square-foot Maintenance and Welding Shop and demolish two 1,400 square-foot maintenance and storage structures.
7653 | WJL | 0 | ADMIN | SPWD | B&G | Las Vegas | Administration Building (Sahara Complex) | 150009081 | Design and construct a 130,000 square-foot office building on the Sahara complex.
7774 | HAP | 0 | NDOC | CORRECTIONAL | ESP | Ely | Roofing, Multi-purpose Building, (ECC). | 326154 | This project will Install a new single-ply roofing system on the multipurpose building at ECC.
Total | [7 empty] | 2410401433 | 478
This shape represents a table slicer. Table slicers are not supported in this version of Excel. If the shape was modified in an earlier version of Excel, or if the workbook was saved in Excel 2007 or earlier, the slicer can't be used.
This shape represents a table slicer. Table slicers are not supported in this version of Excel. If the shape was modified in an earlier version of Excel, or if the workbook was saved in Excel 2007 or earlier, the slicer can't be used.
This shape represents a table slicer. Table slicers are not supported in this version of Excel. If the shape was modified in an earlier version of Excel, or if the workbook was saved in Excel 2007 or earlier, the slicer can't be used.
This shape represents a table slicer. Table slicers are not supported in this version of Excel. If the shape was modified in an earlier version of Excel, or if the workbook was saved in Excel 2007 or earlier, the slicer can't be used.